## annual_availability
scenario | parameter | unit | 2018 | 2019 | 2020 | 2021 | 2022 | 2023 | 2024 | 2025 | 2026 | 2027 | 2028 | 2029 | 2030 | 2031 | 2032 | 2033 | 2034 | 2035 | 2036 | 2037 | 2038 | 2039 | 2040 | 2041 | 2042 | 2043 | 2044 | 2045 | 2046 | 2047 | 2048 | 2049 | 2050
BASE | Arnot_EAF | %/yr | [5 empty] | 48.1% | 46.02% | 40.76% | 41.97% | 42% | 42.54% | 41.78% | 39.43% | 44.28% | 40.4% | 44.08% | 41.63% | 43.16% | 42.21% | 42.92% | 45.07% | 45.32% | 50.16% | 47.66% | 48.44% | 46.8% | 47.45% | 50.8% | 51.98% | 53.07% | 52.11% | 53.01% | 51.46%
BASE | Camden_EAF | %/yr | [5 empty] | 48.1% | 46.02% | 40.76% | 41.97% | 42% | 42.54% | 41.78% | 39.43% | 44.28% | 40.4% | 44.08% | 41.63% | 43.16% | 42.21% | 42.92% | 45.07% | 45.32% | 50.16% | 47.66% | 48.44% | 46.8% | 47.45% | 50.8% | 51.98% | 53.07% | 52.11% | 53.01% | 51.46%
BASE | Duvha_EAF | %/yr | [5 empty] | 48.1% | 46.02% | 40.76% | 41.97% | 42% | 42.54% | 41.78% | 39.43% | 44.28% | 40.4% | 44.08% | 41.63% | 43.16% | 42.21% | 42.92% | 45.07% | 45.32% | 50.16% | 47.66% | 48.44% | 46.8% | 47.45% | 50.8% | 51.98% | 53.07% | 52.11% | 53.01% | 51.46%
BASE | Grootvlei_EAF | %/yr | [5 empty] | 48.1% | 46.02% | 40.76% | 41.97% | 42% | 42.54% | 41.78% | 39.43% | 44.28% | 40.4% | 44.08% | 41.63% | 43.16% | 42.21% | 42.92% | 45.07% | 45.32% | 50.16% | 47.66% | 48.44% | 46.8% | 47.45% | 50.8% | 51.98% | 53.07% | 52.11% | 53.01% | 51.46%
BASE | Hendrina_EAF | %/yr | [5 empty] | 48.1% | 46.02% | 40.76% | 41.97% | 42% | 42.54% | 41.78% | 39.43% | 44.28% | 40.4% | 44.08% | 41.63% | 43.16% | 42.21% | 42.92% | 45.07% | 45.32% | 50.16% | 47.66% | 48.44% | 46.8% | 47.45% | 50.8% | 51.98% | 53.07% | 52.11% | 53.01% | 51.46%
BASE | Kendal_EAF | %/yr | [5 empty] | 48.1% | 46.02% | 40.76% | 41.97% | 42% | 42.54% | 41.78% | 39.43% | 44.28% | 40.4% | 44.08% | 41.63% | 43.16% | 42.21% | 42.92% | 45.07% | 45.32% | 50.16% | 47.66% | 48.44% | 46.8% | 47.45% | 50.8% | 51.98% | 53.07% | 52.11% | 53.01% | 51.46%
BASE | Komati_EAF | %/yr | [5 empty] | 48.1% | 46.02% | 40.76% | 41.97% | 42% | 42.54% | 41.78% | 39.43% | 44.28% | 40.4% | 44.08% | 41.63% | 43.16% | 42.21% | 42.92% | 45.07% | 45.32% | 50.16% | 47.66% | 48.44% | 46.8% | 47.45% | 50.8% | 51.98% | 53.07% | 52.11% | 53.01% | 51.46%
BASE | Kriel_EAF | %/yr | [5 empty] | 48.1% | 46.02% | 40.76% | 41.97% | 42% | 42.54% | 41.78% | 39.43% | 44.28% | 40.4% | 44.08% | 41.63% | 43.16% | 42.21% | 42.92% | 45.07% | 45.32% | 50.16% | 47.66% | 48.44% | 46.8% | 47.45% | 50.8% | 51.98% | 53.07% | 52.11% | 53.01% | 51.46%
BASE | Kusile_EAF | %/yr | [5 empty] | 48.1% | 46.02% | 40.76% | 41.97% | 42% | 42.54% | 41.78% | 39.43% | 44.28% | 40.4% | 44.08% | 41.63% | 43.16% | 42.21% | 42.92% | 45.07% | 45.32% | 50.16% | 47.66% | 48.44% | 46.8% | 47.45% | 50.8% | 51.98% | 53.07% | 52.11% | 53.01% | 51.46%
BASE | Lethabo_EAF | %/yr | [5 empty] | 48.1% | 46.02% | 40.76% | 41.97% | 42% | 42.54% | 41.78% | 39.43% | 44.28% | 40.4% | 44.08% | 41.63% | 43.16% | 42.21% | 42.92% | 45.07% | 45.32% | 50.16% | 47.66% | 48.44% | 46.8% | 47.45% | 50.8% | 51.98% | 53.07% | 52.11% | 53.01% | 51.46%
BASE | Majuba_EAF | %/yr | [5 empty] | 48.1% | 46.02% | 40.76% | 41.97% | 42% | 42.54% | 41.78% | 39.43% | 44.28% | 40.4% | 44.08% | 41.63% | 43.16% | 42.21% | 42.92% | 45.07% | 45.32% | 50.16% | 47.66% | 48.44% | 46.8% | 47.45% | 50.8% | 51.98% | 53.07% | 52.11% | 53.01% | 51.46%
BASE | Matimba_EAF | %/yr | [5 empty] | 48.1% | 46.02% | 40.76% | 41.97% | 42% | 42.54% | 41.78% | 39.43% | 44.28% | 40.4% | 44.08% | 41.63% | 43.16% | 42.21% | 42.92% | 45.07% | 45.32% | 50.16% | 47.66% | 48.44% | 46.8% | 47.45% | 50.8% | 51.98% | 53.07% | 52.11% | 53.01% | 51.46%
BASE | Matla_EAF | %/yr | [5 empty] | 48.1% | 46.02% | 40.76% | 41.97% | 42% | 42.54% | 41.78% | 39.43% | 44.28% | 40.4% | 44.08% | 41.63% | 43.16% | 42.21% | 42.92% | 45.07% | 45.32% | 50.16% | 47.66% | 48.44% | 46.8% | 47.45% | 50.8% | 51.98% | 53.07% | 52.11% | 53.01% | 51.46%
BASE | Medupi_EAF | %/yr | [5 empty] | 48.1% | 46.02% | 40.76% | 41.97% | 42% | 42.54% | 41.78% | 39.43% | 44.28% | 40.4% | 44.08% | 41.63% | 43.16% | 42.21% | 42.92% | 45.07% | 45.32% | 50.16% | 47.66% | 48.44% | 46.8% | 47.45% | 50.8% | 51.98% | 53.07% | 52.11% | 53.01% | 51.46%
BASE | Tutuka_EAF | %/yr | [5 empty] | 48.1% | 46.02% | 40.76% | 41.97% | 42% | 42.54% | 41.78% | 39.43% | 44.28% | 40.4% | 44.08% | 41.63% | 43.16% | 42.21% | 42.92% | 45.07% | 45.32% | 50.16% | 47.66% | 48.44% | 46.8% | 47.45% | 50.8% | 51.98% | 53.07% | 52.11% | 53.01% | 51.46%
BASE | Koeberg_EAF | %/yr | [5 empty] | 50.83% | 41.67% | 93.33% | 75% | 95.83% | 79.17% | 87.5% | 90% | 90% | 90% | 90% | 90% | 90% | 90% | 90% | 90% | 90% | 90% | 90% | 90% | 90% | 90% | 90% | 90% | 90% | 90% | 90% | 90%
BASE | Sasol_coal_EAF | %/yr | [5 empty] | 80% | 80% | 80% | 80% | 80% | 80% | 80% | 80% | 80% | 80% | 80% | 80% | 80% | 80% | 80% | 80% | 80% | 80% | 80% | 80% | 80% | 80% | 80% | 80% | 80% | 80% | 80% | 80%
BASE | Kelvin_EAF | %/yr | [5 empty] | 80% | 80% | 80% | 80% | 80% | 80% | 80% | 80% | 80% | 80% | 80% | 80% | 80% | 80% | 80% | 80% | 80% | 80% | 80% | 80% | 80% | 80% | 80% | 80% | 80% | 80% | 80% | 80%
BASE | Sasol_ice_EAF | %/yr | [5 empty] | 100% | 100% | 100% | 100% | 100% | 100% | 100% | 100% | 100% | 100% | 100% | 100% | 100% | 100% | 100% | 100% | 100% | 100% | 100% | 100% | 100% | 100% | 100% | 100% | 100% | 100% | 100% | 100%
BASE | Sasol_ocgt_EAF | %/yr | [5 empty] | 100% | 100% | 100% | 100% | 100% | 100% | 100% | 100% | 100% | 100% | 100% | 100% | 100% | 100% | 100% | 100% | 100% | 100% | 100% | 100% | 100% | 100% | 100% | 100% | 100% | 100% | 100% | 100%
BASE | coal_extendable_EAF | %/yr | [5 empty] | 85% | 85% | 85% | 85% | 85% | 85% | 85% | 85% | 85% | 85% | 85% | 85% | 85% | 85% | 85% | 85% | 85% | 85% | 85% | 85% | 85% | 85% | 85% | 85% | 85% | 85% | 85% | 85%
BASE | nuclear_extendable_EAF | %/yr | [5 empty] | 90% | 90% | 90% | 90% | 90% | 90% | 90% | 90% | 90% | 90% | 90% | 90% | 90% | 90% | 90% | 90% | 90% | 90% | 90% | 90% | 90% | 90% | 90% | 90% | 90% | 90% | 90% | 90%
BASE | ocgt_diesel_extendable_EAF | %/yr | [5 empty] | 95% | 95% | 95% | 95% | 95% | 95% | 95% | 95% | 95% | 95% | 95% | 95% | 95% | 95% | 95% | 95% | 95% | 95% | 95% | 95% | 95% | 95% | 95% | 95% | 95% | 95% | 95% | 95%
BASE | ocgt_diesel_emg_extendable_EAF | %/yr | [5 empty] | 95% | 95% | 95% | 95% | 95% | 95% | 95% | 95% | 95% | 95% | 95% | 95% | 95% | 95% | 95% | 95% | 95% | 95% | 95% | 95% | 95% | 95% | 95% | 95% | 95% | 95% | 95% | 95%
BASE | ocgt_gas_extendable_EAF | %/yr | [5 empty] | 90% | 90% | 90% | 90% | 90% | 90% | 90% | 90% | 90% | 90% | 90% | 90% | 90% | 90% | 90% | 90% | 90% | 90% | 90% | 90% | 90% | 90% | 90% | 90% | 90% | 90% | 90% | 90%
BASE | ocgt_gas_h2_40_extendable_EAF | %/yr | [5 empty] | 90% | 90% | 90% | 90% | 90% | 90% | 90% | 90% | 90% | 90% | 90% | 90% | 90% | 90% | 90% | 90% | 90% | 90% | 95% | 95% | 95% | 95% | 95% | 95% | 95% | 95% | 95% | 95%
BASE | ocgt_gas_h2_45_extendable_EAF | %/yr | [5 empty] | 90% | 90% | 90% | 90% | 90% | 90% | 90% | 90% | 90% | 90% | 90% | 90% | 90% | 90% | 90% | 90% | 90% | 90% | 90% | 90% | 90% | 90% | 95% | 95% | 95% | 95% | 95% | 95%
BASE | ocgt_gas_h2_50_extendable_EAF | %/yr | [5 empty] | 90% | 90% | 90% | 90% | 90% | 90% | 90% | 90% | 90% | 90% | 90% | 90% | 90% | 90% | 90% | 90% | 90% | 90% | 90% | 90% | 90% | 90% | 90% | 90% | 90% | 90% | 90% | 95%
BASE | ccgt_steam_extendable_EAF | %/yr | [5 empty] | 90% | 90% | 90% | 90% | 90% | 90% | 90% | 90% | 90% | 90% | 90% | 90% | 90% | 90% | 90% | 90% | 90% | 90% | 90% | 90% | 90% | 90% | 90% | 90% | 90% | 90% | 90% | 90%
EAF_REC | Arnot_EAF | %/yr | [5 empty] | 56.41% | 55.76% | 55.63% | 55.78% | 55.64% | 55.67% | 56.34% | 57.18% | 57.51% | 58.2% | 58.87% | 59.38% | 59.58% | 60.27% | 61.28% | 61.82% | 61.87% | 62.39% | 65.32% | 65.71% | 66.29% | 66.6% | 67.11% | 67.49% | 68.43% | 69.59% | 71.02% | 71.84%
EAF_REC | Camden_EAF | %/yr | [5 empty] | 56.41% | 55.76% | 55.63% | 55.78% | 55.64% | 55.67% | 56.34% | 57.18% | 57.51% | 58.2% | 58.87% | 59.38% | 59.58% | 60.27% | 61.28% | 61.82% | 61.87% | 62.39% | 65.32% | 65.71% | 66.29% | 66.6% | 67.11% | 67.49% | 68.43% | 69.59% | 71.02% | 71.84%
EAF_REC | Duvha_EAF | %/yr | [5 empty] | 56.41% | 55.76% | 55.63% | 55.78% | 55.64% | 55.67% | 56.34% | 57.18% | 57.51% | 58.2% | 58.87% | 59.38% | 59.58% | 60.27% | 61.28% | 61.82% | 61.87% | 62.39% | 65.32% | 65.71% | 66.29% | 66.6% | 67.11% | 67.49% | 68.43% | 69.59% | 71.02% | 71.84%
EAF_REC | Grootvlei_EAF | %/yr | [5 empty] | 56.41% | 55.76% | 55.63% | 55.78% | 55.64% | 55.67% | 56.34% | 57.18% | 57.51% | 58.2% | 58.87% | 59.38% | 59.58% | 60.27% | 61.28% | 61.82% | 61.87% | 62.39% | 65.32% | 65.71% | 66.29% | 66.6% | 67.11% | 67.49% | 68.43% | 69.59% | 71.02% | 71.84%
EAF_REC | Hendrina_EAF | %/yr | [5 empty] | 56.41% | 55.76% | 55.63% | 55.78% | 55.64% | 55.67% | 56.34% | 57.18% | 57.51% | 58.2% | 58.87% | 59.38% | 59.58% | 60.27% | 61.28% | 61.82% | 61.87% | 62.39% | 65.32% | 65.71% | 66.29% | 66.6% | 67.11% | 67.49% | 68.43% | 69.59% | 71.02% | 71.84%
EAF_REC | Kendal_EAF | %/yr | [5 empty] | 56.41% | 55.76% | 55.63% | 55.78% | 55.64% | 55.67% | 56.34% | 57.18% | 57.51% | 58.2% | 58.87% | 59.38% | 59.58% | 60.27% | 61.28% | 61.82% | 61.87% | 62.39% | 65.32% | 65.71% | 66.29% | 66.6% | 67.11% | 67.49% | 68.43% | 69.59% | 71.02% | 71.84%
EAF_REC | Komati_EAF | %/yr | [5 empty] | 56.41% | 55.76% | 55.63% | 55.78% | 55.64% | 55.67% | 56.34% | 57.18% | 57.51% | 58.2% | 58.87% | 59.38% | 59.58% | 60.27% | 61.28% | 61.82% | 61.87% | 62.39% | 65.32% | 65.71% | 66.29% | 66.6% | 67.11% | 67.49% | 68.43% | 69.59% | 71.02% | 71.84%
EAF_REC | Kriel_EAF | %/yr | [5 empty] | 56.41% | 55.76% | 55.63% | 55.78% | 55.64% | 55.67% | 56.34% | 57.18% | 57.51% | 58.2% | 58.87% | 59.38% | 59.58% | 60.27% | 61.28% | 61.82% | 61.87% | 62.39% | 65.32% | 65.71% | 66.29% | 66.6% | 67.11% | 67.49% | 68.43% | 69.59% | 71.02% | 71.84%
EAF_REC | Kusile_EAF | %/yr | [5 empty] | 56.41% | 55.76% | 55.63% | 55.78% | 55.64% | 55.67% | 56.34% | 57.18% | 57.51% | 58.2% | 58.87% | 59.38% | 59.58% | 60.27% | 61.28% | 61.82% | 61.87% | 62.39% | 65.32% | 65.71% | 66.29% | 66.6% | 67.11% | 67.49% | 68.43% | 69.59% | 71.02% | 71.84%
EAF_REC | Lethabo_EAF | %/yr | [5 empty] | 56.41% | 55.76% | 55.63% | 55.78% | 55.64% | 55.67% | 56.34% | 57.18% | 57.51% | 58.2% | 58.87% | 59.38% | 59.58% | 60.27% | 61.28% | 61.82% | 61.87% | 62.39% | 65.32% | 65.71% | 66.29% | 66.6% | 67.11% | 67.49% | 68.43% | 69.59% | 71.02% | 71.84%
EAF_REC | Majuba_EAF | %/yr | [5 empty] | 56.41% | 55.76% | 55.63% | 55.78% | 55.64% | 55.67% | 56.34% | 57.18% | 57.51% | 58.2% | 58.87% | 59.38% | 59.58% | 60.27% | 61.28% | 61.82% | 61.87% | 62.39% | 65.32% | 65.71% | 66.29% | 66.6% | 67.11% | 67.49% | 68.43% | 69.59% | 71.02% | 71.84%
EAF_REC | Matimba_EAF | %/yr | [5 empty] | 56.41% | 55.76% | 55.63% | 55.78% | 55.64% | 55.67% | 56.34% | 57.18% | 57.51% | 58.2% | 58.87% | 59.38% | 59.58% | 60.27% | 61.28% | 61.82% | 61.87% | 62.39% | 65.32% | 65.71% | 66.29% | 66.6% | 67.11% | 67.49% | 68.43% | 69.59% | 71.02% | 71.84%
EAF_REC | Matla_EAF | %/yr | [5 empty] | 56.41% | 55.76% | 55.63% | 55.78% | 55.64% | 55.67% | 56.34% | 57.18% | 57.51% | 58.2% | 58.87% | 59.38% | 59.58% | 60.27% | 61.28% | 61.82% | 61.87% | 62.39% | 65.32% | 65.71% | 66.29% | 66.6% | 67.11% | 67.49% | 68.43% | 69.59% | 71.02% | 71.84%
EAF_REC | Medupi_EAF | %/yr | [5 empty] | 56.41% | 55.76% | 55.63% | 55.78% | 55.64% | 55.67% | 56.34% | 57.18% | 57.51% | 58.2% | 58.87% | 59.38% | 59.58% | 60.27% | 61.28% | 61.82% | 61.87% | 62.39% | 65.32% | 65.71% | 66.29% | 66.6% | 67.11% | 67.49% | 68.43% | 69.59% | 71.02% | 71.84%
EAF_REC | Tutuka_EAF | %/yr | [5 empty] | 56.41% | 55.76% | 55.63% | 55.78% | 55.64% | 55.67% | 56.34% | 57.18% | 57.51% | 58.2% | 58.87% | 59.38% | 59.58% | 60.27% | 61.28% | 61.82% | 61.87% | 62.39% | 65.32% | 65.71% | 66.29% | 66.6% | 67.11% | 67.49% | 68.43% | 69.59% | 71.02% | 71.84%
EAF_REC | Koeberg_EAF | %/yr | [5 empty] | 56.41% | 55.76% | 55.63% | 55.78% | 55.64% | 55.67% | 56.34% | 57.18% | 57.51% | 58.2% | 58.87% | 59.38% | 59.58% | 60.27% | 61.28% | 61.82% | 61.87% | 62.39% | 65.32% | 65.71% | 66.29% | 66.6% | 67.11% | 67.49% | 68.43% | 69.59% | 71.02% | 71.84%
EAF_REC | Sasol_coal_EAF | %/yr | [5 empty] | 80% | 80% | 80% | 80% | 80% | 80% | 80% | 80% | 80% | 80% | 80% | 80% | 80% | 80% | 80% | 80% | 80% | 80% | 80% | 80% | 80% | 80% | 80% | 80% | 80% | 80% | 80% | 80%
EAF_REC | Kelvin_EAF | %/yr | [5 empty] | 80% | 80% | 80% | 80% | 80% | 80% | 80% | 80% | 80% | 80% | 80% | 80% | 80% | 80% | 80% | 80% | 80% | 80% | 80% | 80% | 80% | 80% | 80% | 80% | 80% | 80% | 80% | 80%
EAF_REC | Sasol_ice_EAF | %/yr | [5 empty] | 100% | 100% | 100% | 100% | 100% | 100% | 100% | 100% | 100% | 100% | 100% | 100% | 100% | 100% | 100% | 100% | 100% | 100% | 100% | 100% | 100% | 100% | 100% | 100% | 100% | 100% | 100% | 100%
EAF_REC | Sasol_ocgt_EAF | %/yr | [5 empty] | 100% | 100% | 100% | 100% | 100% | 100% | 100% | 100% | 100% | 100% | 100% | 100% | 100% | 100% | 100% | 100% | 100% | 100% | 100% | 100% | 100% | 100% | 100% | 100% | 100% | 100% | 100% | 100%
EAF_REC | coal_extendable_EAF | %/yr | [5 empty] | 85% | 85% | 85% | 85% | 85% | 85% | 85% | 85% | 85% | 85% | 85% | 85% | 85% | 85% | 85% | 85% | 85% | 85% | 85% | 85% | 85% | 85% | 85% | 85% | 85% | 85% | 85% | 85%
EAF_REC | nuclear_extendable_EAF | %/yr | [5 empty] | 90% | 90% | 90% | 90% | 90% | 90% | 90% | 90% | 90% | 90% | 90% | 90% | 90% | 90% | 90% | 90% | 90% | 90% | 90% | 90% | 90% | 90% | 90% | 90% | 90% | 90% | 90% | 90%
EAF_REC | ocgt_diesel_extendable_EAF | %/yr | [5 empty] | 95% | 95% | 95% | 95% | 95% | 95% | 95% | 95% | 95% | 95% | 95% | 95% | 95% | 95% | 95% | 95% | 95% | 95% | 95% | 95% | 95% | 95% | 95% | 95% | 95% | 95% | 95% | 95%
EAF_REC | ocgt_diesel_emg_extendable_EAF | %/yr | [5 empty] | 95% | 95% | 95% | 95% | 95% | 95% | 95% | 95% | 95% | 95% | 95% | 95% | 95% | 95% | 95% | 95% | 95% | 95% | 95% | 95% | 95% | 95% | 95% | 95% | 95% | 95% | 95% | 95%
EAF_REC | ocgt_gas_extendable_EAF | %/yr | [5 empty] | 90% | 90% | 90% | 90% | 90% | 90% | 90% | 90% | 90% | 90% | 90% | 90% | 90% | 90% | 90% | 90% | 90% | 90% | 90% | 90% | 90% | 90% | 90% | 90% | 90% | 90% | 90% | 90%
EAF_REC | ocgt_gas_h2_40_extendable_EAF | %/yr | [5 empty] | 90% | 90% | 90% | 90% | 90% | 90% | 90% | 90% | 90% | 90% | 90% | 90% | 90% | 90% | 90% | 90% | 90% | 90% | 95% | 95% | 95% | 95% | 95% | 95% | 95% | 95% | 95% | 95%
EAF_REC | ocgt_gas_h2_45_extendable_EAF | %/yr | [5 empty] | 90% | 90% | 90% | 90% | 90% | 90% | 90% | 90% | 90% | 90% | 90% | 90% | 90% | 90% | 90% | 90% | 90% | 90% | 90% | 90% | 90% | 90% | 95% | 95% | 95% | 95% | 95% | 95%
EAF_REC | ocgt_gas_h2_50_extendable_EAF | %/yr | [5 empty] | 90% | 90% | 90% | 90% | 90% | 90% | 90% | 90% | 90% | 90% | 90% | 90% | 90% | 90% | 90% | 90% | 90% | 90% | 90% | 90% | 90% | 90% | 90% | 90% | 90% | 90% | 90% | 95%
EAF_REC | ccgt_steam_extendable_EAF | %/yr | [5 empty] | 90% | 90% | 90% | 90% | 90% | 90% | 90% | 90% | 90% | 90% | 90% | 90% | 90% | 90% | 90% | 90% | 90% | 90% | 90% | 90% | 90% | 90% | 90% | 90% | 90% | 90% | 90% | 90%
AMBITIONS | Arnot_EAF | %/yr | 65.49% | 58.97% | 53.05% | 51.26% | 46.11% | 46.82% | 47.02% | 47.02% | 47.02% | 47.02% | 47.02% | 47.02% | 47.02% | 47.02% | 47.02% | 47.02% | 47.02% | 47.02% | 47.02% | 47.02% | 47.02% | 47.02% | 47.02% | 47.02% | 47.02% | 47.02% | 47.02% | 47.02% | 47.02% | 47.02% | 47.02% | 47.02% | 47.02%
AMBITIONS | Camden_EAF | %/yr | 60% | 60% | 55.81% | 61.24% | 64.67% | 63.05% | 63.05% | 63.05% | 63.05% | 63.05% | 63.05% | 63.05% | 63.05% | 63.05% | 63.05% | 63.05% | 63.05% | 63.05% | 63.05% | 63.05% | 63.05% | 63.05% | 63.05% | 63.05% | 63.05% | 63.05% | 63.05% | 63.05% | 63.05% | 63.05% | 63.05% | 63.05% | 63.05%
AMBITIONS | Duvha_EAF | %/yr | 54.82% | 49.36% | 42.2% | 47.18% | 42.15% | 46.82% | 43.89% | 43.89% | 43.89% | 43.89% | 43.89% | 43.89% | 43.89% | 43.89% | 43.89% | 43.89% | 43.89% | 43.89% | 43.89% | 43.89% | 43.89% | 43.89% | 43.89% | 43.89% | 43.89% | 43.89% | 43.89% | 43.89% | 43.89% | 43.89% | 43.89% | 43.89% | 43.89%
AMBITIONS | Grootvlei_EAF | %/yr | 89.15% | 89.15% | 89.15% | 89.15% | 89.15% | 89.15% | 89.15% | 89.15% | 89.15% | 89.15% | 89.15% | 89.15% | 89.15% | 89.15% | 89.15% | 89.15% | 89.15% | 89.15% | 89.15% | 89.15% | 89.15% | 89.15% | 89.15% | 89.15% | 89.15% | 89.15% | 89.15% | 89.15% | 89.15% | 89.15% | 89.15% | 89.15% | 89.15%
AMBITIONS | Hendrina_EAF | %/yr | 61.32% | 55.21% | 47.54% | 54.39% | 54.39% | 54.39% | 54.39% | 54.39% | 54.39% | 54.39% | 54.39% | 54.39% | 54.39% | 54.39% | 54.39% | 54.39% | 54.39% | 54.39% | 54.39% | 54.39% | 54.39% | 54.39% | 54.39% | 54.39% | 54.39% | 54.39% | 54.39% | 54.39% | 54.39% | 54.39% | 54.39% | 54.39% | 54.39%
AMBITIONS | Kendal_EAF | %/yr | 69.54% | 62.61% | 60.61% | 51.34% | 54.18% | 51.45% | 53.24% | 53.24% | 53.24% | 53.24% | 53.24% | 53.24% | 53.24% | 53.24% | 53.24% | 53.24% | 53.24% | 53.24% | 53.24% | 53.24% | 53.24% | 53.24% | 53.24% | 53.24% | 53.24% | 53.24% | 53.24% | 53.24% | 53.24% | 53.24% | 53.24% | 53.24% | 53.24%
AMBITIONS | Komati_EAF | %/yr | 87.39% | 87.39% | 87.39% | 87.39% | 87.39% | 87.39% | 87.39% | 87.39% | 87.39% | 87.39% | 87.39% | 87.39% | 87.39% | 87.39% | 87.39% | 87.39% | 87.39% | 87.39% | 87.39% | 87.39% | 87.39% | 87.39% | 87.39% | 87.39% | 87.39% | 87.39% | 87.39% | 87.39% | 87.39% | 87.39% | 87.39% | 87.39% | 87.39%
AMBITIONS | Kriel_EAF | %/yr | 54.44% | 49.02% | 53.88% | 42.84% | 38.05% | 48.6% | 46.27% | 46.27% | 46.27% | 46.27% | 46.27% | 46.27% | 46.27% | 46.27% | 46.27% | 46.27% | 46.27% | 46.27% | 46.27% | 46.27% | 46.27% | 46.27% | 46.27% | 46.27% | 46.27% | 46.27% | 46.27% | 46.27% | 46.27% | 46.27% | 46.27% | 46.27% | 46.27%
AMBITIONS | Kusile_EAF | %/yr | 72% | 72% | 76.5% | 83.7% | 81.4% | 81.6% | 83.2% | 78.2% | 82.4% | 81.7% | 80.1% | 79.4% | 78.9% | 80.5% | 80.1% | 79.8% | 79.8% | 79.8% | 80% | 79.9% | 79.9% | 79.9% | 79.9% | 79.9% | 79.9% | 79.9% | 79.9% | 79.9% | 79.9% | 79.9% | 79.9% | 79.9% | 79.9%
AMBITIONS | Lethabo_EAF | %/yr | 72.46% | 65.24% | 65.04% | 65.65% | 60.3% | 60.83% | 59.72% | 59.72% | 59.72% | 59.72% | 59.72% | 59.72% | 59.72% | 59.72% | 59.72% | 59.72% | 59.72% | 59.72% | 59.72% | 59.72% | 59.72% | 59.72% | 59.72% | 59.72% | 59.72% | 59.72% | 59.72% | 59.72% | 59.72% | 59.72% | 59.72% | 59.72% | 59.72%
AMBITIONS | Majuba_EAF | %/yr | 73.51% | 66.19% | 63.4% | 59.07% | 53.77% | 55.53% | 55.32% | 55.32% | 55.32% | 55.32% | 55.32% | 55.32% | 55.32% | 55.32% | 55.32% | 55.32% | 55.32% | 55.32% | 55.32% | 55.32% | 55.32% | 55.32% | 55.32% | 55.32% | 55.32% | 55.32% | 55.32% | 55.32% | 55.32% | 55.32% | 55.32% | 55.32% | 55.32%
AMBITIONS | Matimba_EAF | %/yr | 83.27% | 74.98% | 68.09% | 64.02% | 60.07% | 60.52% | 56.28% | 56.28% | 56.28% | 56.28% | 56.28% | 56.28% | 56.28% | 56.28% | 56.28% | 56.28% | 56.28% | 56.28% | 56.28% | 56.28% | 56.28% | 56.28% | 56.28% | 56.28% | 56.28% | 56.28% | 56.28% | 56.28% | 56.28% | 56.28% | 56.28% | 56.28% | 56.28%
AMBITIONS | Matla_EAF | %/yr | 67.73% | 60.98% | 58.42% | 55.48% | 52.55% | 51.79% | 50.65% | 50.65% | 50.65% | 50.65% | 50.65% | 50.65% | 50.65% | 50.65% | 50.65% | 50.65% | 50.65% | 50.65% | 50.65% | 50.65% | 50.65% | 50.65% | 50.65% | 50.65% | 50.65% | 50.65% | 50.65% | 50.65% | 50.65% | 50.65% | 50.65% | 50.65% | 50.65%
AMBITIONS | Medupi_EAF | %/yr | 76.6% | 76.6% | 79.2% | 84.2% | 83.6% | 85.2% | 81.9% | 86% | 86.7% | 79.5% | 81.8% | 81.1% | 80.6% | 81.9% | 81% | 81.3% | 81.2% | 81.2% | 81.3% | 81.2% | 81.2% | 81.2% | 81.2% | 81.2% | 81.2% | 81.2% | 81.2% | 81.2% | 81.2% | 81.2% | 81.2% | 81.2% | 81.2%
AMBITIONS | Tutuka_EAF | %/yr | 56.41% | 50.8% | 48.31% | 42.39% | 43.8% | 40.93% | 43.91% | 43.91% | 43.91% | 43.91% | 43.91% | 43.91% | 43.91% | 43.91% | 43.91% | 43.91% | 43.91% | 43.91% | 43.91% | 43.91% | 43.91% | 43.91% | 43.91% | 43.91% | 43.91% | 43.91% | 43.91% | 43.91% | 43.91% | 43.91% | 43.91% | 43.91% | 43.91%
AMBITIONS | Koeberg_EAF | %/yr | 84.16% | 84.16% | 82.96% | 70.32% | 90.08% | 86.46% | 74.93% | 74.93% | 74.93% | 74.93% | 74.93% | 74.93% | 74.93% | 74.93% | 74.93% | 74.93% | 74.93% | 74.93% | 74.93% | 74.93% | 74.93% | 74.93% | 74.93% | 74.93% | 74.93% | 74.93% | 74.93% | 74.93% | 74.93% | 74.93% | 74.93% | 74.93% | 74.93%
AMBITIONS | Sasol_coal_EAF | %/yr | 80% | 80% | 80% | 80% | 80% | 80% | 80% | 80% | 80% | 80% | 80% | 80% | 80% | 80% | 80% | 80% | 80% | 80% | 80% | 80% | 80% | 80% | 80% | 80% | 80% | 80% | 80% | 80% | 80% | 80% | 80% | 80% | 80%
AMBITIONS | Kelvin_EAF | %/yr | 80% | 80% | 80% | 80% | 80% | 80% | 80% | 80% | 80% | 80% | 80% | 80% | 80% | 80% | 80% | 80% | 80% | 80% | 80% | 80% | 80% | 80% | 80% | 80% | 80% | 80% | 80% | 80% | 80% | 80% | 80% | 80% | 80%
AMBITIONS | coal_extendable_EAF | %/yr | 90% | 90% | 90% | 90% | 90% | 85% | 85% | 85% | 85% | 85% | 85% | 85% | 85% | 85% | 85% | 85% | 85% | 85% | 85% | 85% | 85% | 85% | 85% | 85% | 85% | 85% | 85% | 85% | 85% | 85% | 85% | 85% | 85%
AMBITIONS_2 | Arnot_EAF | %/yr | 65.49% | 58.5% | 57.3% | 56.5% | 56.4% | 56.4% | 55.8% | 55.6% | 55.8% | 55.6% | 55.7% | 56.3% | 57.2% | 57.5% | 58.2% | 58.9% | 59.4% | 59.6% | 60.3% | 61.3% | 61.8% | 61.9% | 62.4% | 65.3% | 65.7% | 66.3% | 66.6% | 67.1% | 67.5% | 68.4% | 69.6% | 71% | 71.8%
AMBITIONS_2 | Camden_EAF | %/yr | 60% | 58.5% | 57.3% | 56.5% | 56.4% | 56.4% | 55.8% | 55.6% | 55.8% | 55.6% | 55.7% | 56.3% | 57.2% | 57.5% | 58.2% | 58.9% | 59.4% | 59.6% | 60.3% | 61.3% | 61.8% | 61.9% | 62.4% | 65.3% | 65.7% | 66.3% | 66.6% | 67.1% | 67.5% | 68.4% | 69.6% | 71% | 71.8%
AMBITIONS_2 | Duvha_EAF | %/yr | 54.82% | 58.5% | 57.3% | 56.5% | 56.4% | 56.4% | 55.8% | 55.6% | 55.8% | 55.6% | 55.7% | 56.3% | 57.2% | 57.5% | 58.2% | 58.9% | 59.4% | 59.6% | 60.3% | 61.3% | 61.8% | 61.9% | 62.4% | 65.3% | 65.7% | 66.3% | 66.6% | 67.1% | 67.5% | 68.4% | 69.6% | 71% | 71.8%
AMBITIONS_2 | Grootvlei_EAF | %/yr | 89.15% | 58.5% | 57.3% | 56.5% | 56.4% | 56.4% | 55.8% | 55.6% | 55.8% | 55.6% | 55.7% | 56.3% | 57.2% | 57.5% | 58.2% | 58.9% | 59.4% | 59.6% | 60.3% | 61.3% | 61.8% | 61.9% | 62.4% | 65.3% | 65.7% | 66.3% | 66.6% | 67.1% | 67.5% | 68.4% | 69.6% | 71% | 71.8%
AMBITIONS_2 | Hendrina_EAF | %/yr | 61.32% | 58.5% | 57.3% | 56.5% | 56.4% | 56.4% | 55.8% | 55.6% | 55.8% | 55.6% | 55.7% | 56.3% | 57.2% | 57.5% | 58.2% | 58.9% | 59.4% | 59.6% | 60.3% | 61.3% | 61.8% | 61.9% | 62.4% | 65.3% | 65.7% | 66.3% | 66.6% | 67.1% | 67.5% | 68.4% | 69.6% | 71% | 71.8%
AMBITIONS_2 | Kendal_EAF | %/yr | 69.54% | 58.5% | 57.3% | 56.5% | 56.4% | 56.4% | 55.8% | 55.6% | 55.8% | 55.6% | 55.7% | 56.3% | 57.2% | 57.5% | 58.2% | 58.9% | 59.4% | 59.6% | 60.3% | 61.3% | 61.8% | 61.9% | 62.4% | 65.3% | 65.7% | 66.3% | 66.6% | 67.1% | 67.5% | 68.4% | 69.6% | 71% | 71.8%
AMBITIONS_2 | Komati_EAF | %/yr | 87.39% | 58.5% | 57.3% | 56.5% | 56.4% | 56.4% | 55.8% | 55.6% | 55.8% | 55.6% | 55.7% | 56.3% | 57.2% | 57.5% | 58.2% | 58.9% | 59.4% | 59.6% | 60.3% | 61.3% | 61.8% | 61.9% | 62.4% | 65.3% | 65.7% | 66.3% | 66.6% | 67.1% | 67.5% | 68.4% | 69.6% | 71% | 71.8%
AMBITIONS_2 | Kriel_EAF | %/yr | 54.44% | 58.5% | 57.3% | 56.5% | 56.4% | 56.4% | 55.8% | 55.6% | 55.8% | 55.6% | 55.7% | 56.3% | 57.2% | 57.5% | 58.2% | 58.9% | 59.4% | 59.6% | 60.3% | 61.3% | 61.8% | 61.9% | 62.4% | 65.3% | 65.7% | 66.3% | 66.6% | 67.1% | 67.5% | 68.4% | 69.6% | 71% | 71.8%
AMBITIONS_2 | Kusile_EAF | %/yr | 72% | 58.5% | 57.3% | 56.5% | 56.4% | 56.4% | 55.8% | 55.6% | 55.8% | 55.6% | 55.7% | 56.3% | 57.2% | 57.5% | 58.2% | 58.9% | 59.4% | 59.6% | 60.3% | 61.3% | 61.8% | 61.9% | 62.4% | 65.3% | 65.7% | 66.3% | 66.6% | 67.1% | 67.5% | 68.4% | 69.6% | 71% | 71.8%
AMBITIONS_2 | Lethabo_EAF | %/yr | 72.46% | 58.5% | 57.3% | 56.5% | 56.4% | 56.4% | 55.8% | 55.6% | 55.8% | 55.6% | 55.7% | 56.3% | 57.2% | 57.5% | 58.2% | 58.9% | 59.4% | 59.6% | 60.3% | 61.3% | 61.8% | 61.9% | 62.4% | 65.3% | 65.7% | 66.3% | 66.6% | 67.1% | 67.5% | 68.4% | 69.6% | 71% | 71.8%
AMBITIONS_2 | Majuba_EAF | %/yr | 73.51% | 58.5% | 57.3% | 56.5% | 56.4% | 56.4% | 55.8% | 55.6% | 55.8% | 55.6% | 55.7% | 56.3% | 57.2% | 57.5% | 58.2% | 58.9% | 59.4% | 59.6% | 60.3% | 61.3% | 61.8% | 61.9% | 62.4% | 65.3% | 65.7% | 66.3% | 66.6% | 67.1% | 67.5% | 68.4% | 69.6% | 71% | 71.8%
AMBITIONS_2 | Matimba_EAF | %/yr | 83.27% | 58.5% | 57.3% | 56.5% | 56.4% | 56.4% | 55.8% | 55.6% | 55.8% | 55.6% | 55.7% | 56.3% | 57.2% | 57.5% | 58.2% | 58.9% | 59.4% | 59.6% | 60.3% | 61.3% | 61.8% | 61.9% | 62.4% | 65.3% | 65.7% | 66.3% | 66.6% | 67.1% | 67.5% | 68.4% | 69.6% | 71% | 71.8%
AMBITIONS_2 | Matla_EAF | %/yr | 67.73% | 58.5% | 57.3% | 56.5% | 56.4% | 56.4% | 55.8% | 55.6% | 55.8% | 55.6% | 55.7% | 56.3% | 57.2% | 57.5% | 58.2% | 58.9% | 59.4% | 59.6% | 60.3% | 61.3% | 61.8% | 61.9% | 62.4% | 65.3% | 65.7% | 66.3% | 66.6% | 67.1% | 67.5% | 68.4% | 69.6% | 71% | 71.8%
AMBITIONS_2 | Medupi_EAF | %/yr | 76.6% | 58.5% | 57.3% | 56.5% | 56.4% | 56.4% | 55.8% | 55.6% | 55.8% | 55.6% | 55.7% | 56.3% | 57.2% | 57.5% | 58.2% | 58.9% | 59.4% | 59.6% | 60.3% | 61.3% | 61.8% | 61.9% | 62.4% | 65.3% | 65.7% | 66.3% | 66.6% | 67.1% | 67.5% | 68.4% | 69.6% | 71% | 71.8%
AMBITIONS_2 | Tutuka_EAF | %/yr | 56.41% | 58.5% | 57.3% | 56.5% | 56.4% | 56.4% | 55.8% | 55.6% | 55.8% | 55.6% | 55.7% | 56.3% | 57.2% | 57.5% | 58.2% | 58.9% | 59.4% | 59.6% | 60.3% | 61.3% | 61.8% | 61.9% | 62.4% | 65.3% | 65.7% | 66.3% | 66.6% | 67.1% | 67.5% | 68.4% | 69.6% | 71% | 71.8%
AMBITIONS_2 | Koeberg_EAF | %/yr | 84.16% | 84.16% | 82.96% | 70.32% | 90.08% | 86.46% | 74.93% | 74.93% | 74.93% | 74.93% | 74.93% | 74.93% | 74.93% | 74.93% | 74.93% | 74.93% | 74.93% | 74.93% | 74.93% | 74.93% | 74.93% | 74.93% | 74.93% | 74.93% | 74.93% | 74.93% | 74.93% | 74.93% | 74.93% | 74.93% | 74.93% | 74.93% | 74.93%
AMBITIONS_2 | Sasol_coal_EAF | %/yr | 80% | 80% | 80% | 80% | 80% | 80% | 80% | 80% | 80% | 80% | 80% | 80% | 80% | 80% | 80% | 80% | 80% | 80% | 80% | 80% | 80% | 80% | 80% | 80% | 80% | 80% | 80% | 80% | 80% | 80% | 80% | 80% | 80%
AMBITIONS_2 | Kelvin_EAF | %/yr | 80% | 80% | 80% | 80% | 80% | 80% | 80% | 80% | 80% | 80% | 80% | 80% | 80% | 80% | 80% | 80% | 80% | 80% | 80% | 80% | 80% | 80% | 80% | 80% | 80% | 80% | 80% | 80% | 80% | 80% | 80% | 80% | 80%
AMBITIONS_2 | coal_extendable_EAF | %/yr | 90% | 90% | 90% | 90% | 90% | 85% | 85% | 85% | 85% | 85% | 85% | 85% | 85% | 85% | 85% | 85% | 85% | 85% | 85% | 85% | 85% | 85% | 85% | 85% | 85% | 85% | 85% | 85% | 85% | 85% | 85% | 85% | 85%
EAF_50 | Arnot_EAF | %/yr | [5 empty] | 48.1% | 46.02% | 40.76% | 41.68% | 42.61% | 43.53% | 44.46% | 45.38% | 46.3% | 47.23% | 48.15% | 49.08% | 50% | 50% | 50% | 50% | 50% | 50% | 50% | 50% | 50% | 50% | 50% | 50% | 50% | 50% | 50% | 50%
EAF_50 | Camden_EAF | %/yr | [5 empty] | 48.1% | 46.02% | 40.76% | 41.68% | 42.61% | 43.53% | 44.46% | 45.38% | 46.3% | 47.23% | 48.15% | 49.08% | 50% | 50% | 50% | 50% | 50% | 50% | 50% | 50% | 50% | 50% | 50% | 50% | 50% | 50% | 50% | 50%
EAF_50 | Duvha_EAF | %/yr | [5 empty] | 48.1% | 46.02% | 40.76% | 41.68% | 42.61% | 43.53% | 44.46% | 45.38% | 46.3% | 47.23% | 48.15% | 49.08% | 50% | 50% | 50% | 50% | 50% | 50% | 50% | 50% | 50% | 50% | 50% | 50% | 50% | 50% | 50% | 50%
EAF_50 | Grootvlei_EAF | %/yr | [5 empty] | 48.1% | 46.02% | 40.76% | 41.68% | 42.61% | 43.53% | 44.46% | 45.38% | 46.3% | 47.23% | 48.15% | 49.08% | 50% | 50% | 50% | 50% | 50% | 50% | 50% | 50% | 50% | 50% | 50% | 50% | 50% | 50% | 50% | 50%
EAF_50 | Hendrina_EAF | %/yr | [5 empty] | 48.1% | 46.02% | 40.76% | 41.68% | 42.61% | 43.53% | 44.46% | 45.38% | 46.3% | 47.23% | 48.15% | 49.08% | 50% | 50% | 50% | 50% | 50% | 50% | 50% | 50% | 50% | 50% | 50% | 50% | 50% | 50% | 50% | 50%
EAF_50 | Kendal_EAF | %/yr | [5 empty] | 48.1% | 46.02% | 40.76% | 41.68% | 42.61% | 43.53% | 44.46% | 45.38% | 46.3% | 47.23% | 48.15% | 49.08% | 50% | 50% | 50% | 50% | 50% | 50% | 50% | 50% | 50% | 50% | 50% | 50% | 50% | 50% | 50% | 50%
EAF_50 | Komati_EAF | %/yr | [5 empty] | 48.1% | 46.02% | 40.76% | 41.68% | 42.61% | 43.53% | 44.46% | 45.38% | 46.3% | 47.23% | 48.15% | 49.08% | 50% | 50% | 50% | 50% | 50% | 50% | 50% | 50% | 50% | 50% | 50% | 50% | 50% | 50% | 50% | 50%
EAF_50 | Kriel_EAF | %/yr | [5 empty] | 48.1% | 46.02% | 40.76% | 41.68% | 42.61% | 43.53% | 44.46% | 45.38% | 46.3% | 47.23% | 48.15% | 49.08% | 50% | 50% | 50% | 50% | 50% | 50% | 50% | 50% | 50% | 50% | 50% | 50% | 50% | 50% | 50% | 50%
EAF_50 | Kusile_EAF | %/yr | [5 empty] | 48.1% | 46.02% | 40.76% | 41.68% | 42.61% | 43.53% | 44.46% | 45.38% | 46.3% | 47.23% | 48.15% | 49.08% | 50% | 50% | 50% | 50% | 50% | 50% | 50% | 50% | 50% | 50% | 50% | 50% | 50% | 50% | 50% | 50%
EAF_50 | Lethabo_EAF | %/yr | [5 empty] | 48.1% | 46.02% | 40.76% | 41.68% | 42.61% | 43.53% | 44.46% | 45.38% | 46.3% | 47.23% | 48.15% | 49.08% | 50% | 50% | 50% | 50% | 50% | 50% | 50% | 50% | 50% | 50% | 50% | 50% | 50% | 50% | 50% | 50%
EAF_50 | Majuba_EAF | %/yr | [5 empty] | 48.1% | 46.02% | 40.76% | 41.68% | 42.61% | 43.53% | 44.46% | 45.38% | 46.3% | 47.23% | 48.15% | 49.08% | 50% | 50% | 50% | 50% | 50% | 50% | 50% | 50% | 50% | 50% | 50% | 50% | 50% | 50% | 50% | 50%
EAF_50 | Matimba_EAF | %/yr | [5 empty] | 48.1% | 46.02% | 40.76% | 41.68% | 42.61% | 43.53% | 44.46% | 45.38% | 46.3% | 47.23% | 48.15% | 49.08% | 50% | 50% | 50% | 50% | 50% | 50% | 50% | 50% | 50% | 50% | 50% | 50% | 50% | 50% | 50% | 50%
EAF_50 | Matla_EAF | %/yr | [5 empty] | 48.1% | 46.02% | 40.76% | 41.68% | 42.61% | 43.53% | 44.46% | 45.38% | 46.3% | 47.23% | 48.15% | 49.08% | 50% | 50% | 50% | 50% | 50% | 50% | 50% | 50% | 50% | 50% | 50% | 50% | 50% | 50% | 50% | 50%
EAF_50 | Medupi_EAF | %/yr | [5 empty] | 48.1% | 46.02% | 40.76% | 41.68% | 42.61% | 43.53% | 44.46% | 45.38% | 46.3% | 47.23% | 48.15% | 49.08% | 50% | 50% | 50% | 50% | 50% | 50% | 50% | 50% | 50% | 50% | 50% | 50% | 50% | 50% | 50% | 50%
EAF_50 | Tutuka_EAF | %/yr | [5 empty] | 48.1% | 46.02% | 40.76% | 41.68% | 42.61% | 43.53% | 44.46% | 45.38% | 46.3% | 47.23% | 48.15% | 49.08% | 50% | 50% | 50% | 50% | 50% | 50% | 50% | 50% | 50% | 50% | 50% | 50% | 50% | 50% | 50% | 50%
EAF_50 | Koeberg_EAF | %/yr | [5 empty] | 50.83% | 41.67% | 93.33% | 75% | 95.83% | 79.17% | 87.5% | 90% | 90% | 90% | 90% | 90% | 90% | 90% | 90% | 90% | 90% | 90% | 90% | 90% | 90% | 90% | 90% | 90% | 90% | 90% | 90% | 90%
EAF_50 | Sasol_coal_EAF | %/yr | [5 empty] | 80% | 80% | 80% | 80% | 80% | 80% | 80% | 80% | 80% | 80% | 80% | 80% | 80% | 80% | 80% | 80% | 80% | 80% | 80% | 80% | 80% | 80% | 80% | 80% | 80% | 80% | 80% | 80%
EAF_50 | Kelvin_EAF | %/yr | [5 empty] | 80% | 80% | 80% | 80% | 80% | 80% | 80% | 80% | 80% | 80% | 80% | 80% | 80% | 80% | 80% | 80% | 80% | 80% | 80% | 80% | 80% | 80% | 80% | 80% | 80% | 80% | 80% | 80%
EAF_50 | Sasol_ice_EAF | %/yr | [5 empty] | 100% | 100% | 100% | 100% | 100% | 100% | 100% | 100% | 100% | 100% | 100% | 100% | 100% | 100% | 100% | 100% | 100% | 100% | 100% | 100% | 100% | 100% | 100% | 100% | 100% | 100% | 100% | 100%
EAF_50 | Sasol_ocgt_EAF | %/yr | [5 empty] | 100% | 100% | 100% | 100% | 100% | 100% | 100% | 100% | 100% | 100% | 100% | 100% | 100% | 100% | 100% | 100% | 100% | 100% | 100% | 100% | 100% | 100% | 100% | 100% | 100% | 100% | 100% | 100%
EAF_50 | coal_extendable_EAF | %/yr | [5 empty] | 85% | 85% | 85% | 85% | 85% | 85% | 85% | 85% | 85% | 85% | 85% | 85% | 85% | 85% | 85% | 85% | 85% | 85% | 85% | 85% | 85% | 85% | 85% | 85% | 85% | 85% | 85% | 85%
EAF_50 | nuclear_extendable_EAF | %/yr | [5 empty] | 90% | 90% | 90% | 90% | 90% | 90% | 90% | 90% | 90% | 90% | 90% | 90% | 90% | 90% | 90% | 90% | 90% | 90% | 90% | 90% | 90% | 90% | 90% | 90% | 90% | 90% | 90% | 90%
EAF_50 | ocgt_diesel_extendable_EAF | %/yr | [5 empty] | 95% | 95% | 95% | 95% | 95% | 95% | 95% | 95% | 95% | 95% | 95% | 95% | 95% | 95% | 95% | 95% | 95% | 95% | 95% | 95% | 95% | 95% | 95% | 95% | 95% | 95% | 95% | 95%
EAF_50 | ocgt_diesel_emg_extendable_EAF | %/yr | [5 empty] | 95% | 95% | 95% | 95% | 95% | 95% | 95% | 95% | 95% | 95% | 95% | 95% | 95% | 95% | 95% | 95% | 95% | 95% | 95% | 95% | 95% | 95% | 95% | 95% | 95% | 95% | 95% | 95%
EAF_50 | ocgt_gas_extendable_EAF | %/yr | [5 empty] | 90% | 90% | 90% | 90% | 90% | 90% | 90% | 90% | 90% | 90% | 90% | 90% | 90% | 90% | 90% | 90% | 90% | 90% | 90% | 90% | 90% | 90% | 90% | 90% | 90% | 90% | 90% | 90%
EAF_50 | ocgt_gas_h2_40_extendable_EAF | %/yr | [5 empty] | 90% | 90% | 90% | 90% | 90% | 90% | 90% | 90% | 90% | 90% | 90% | 90% | 90% | 90% | 90% | 90% | 90% | 90% | 95% | 95% | 95% | 95% | 95% | 95% | 95% | 95% | 95% | 95%
EAF_50 | ocgt_gas_h2_45_extendable_EAF | %/yr | [5 empty] | 90% | 90% | 90% | 90% | 90% | 90% | 90% | 90% | 90% | 90% | 90% | 90% | 90% | 90% | 90% | 90% | 90% | 90% | 90% | 90% | 90% | 90% | 95% | 95% | 95% | 95% | 95% | 95%
EAF_50 | ocgt_gas_h2_50_extendable_EAF | %/yr | [5 empty] | 90% | 90% | 90% | 90% | 90% | 90% | 90% | 90% | 90% | 90% | 90% | 90% | 90% | 90% | 90% | 90% | 90% | 90% | 90% | 90% | 90% | 90% | 90% | 90% | 90% | 90% | 90% | 95%
EAF_50 | ccgt_steam_extendable_EAF | %/yr | [5 empty] | 90% | 90% | 90% | 90% | 90% | 90% | 90% | 90% | 90% | 90% | 90% | 90% | 90% | 90% | 90% | 90% | 90% | 90% | 90% | 90% | 90% | 90% | 90% | 90% | 90% | 90% | 90% | 90%
EAF_55 | Arnot_EAF | %/yr | [5 empty] | 48.1% | 46.02% | 40.76% | 42.18% | 43.61% | 45.03% | 46.46% | 47.88% | 49.3% | 50.73% | 52.15% | 53.58% | 55% | 55% | 55% | 55% | 55% | 55% | 55% | 55% | 55% | 55% | 55% | 55% | 55% | 55% | 55% | 55%
EAF_55 | Camden_EAF | %/yr | [5 empty] | 48.1% | 46.02% | 40.76% | 42.18% | 43.61% | 45.03% | 46.46% | 47.88% | 49.3% | 50.73% | 52.15% | 53.58% | 55% | 55% | 55% | 55% | 55% | 55% | 55% | 55% | 55% | 55% | 55% | 55% | 55% | 55% | 55% | 55%
EAF_55 | Duvha_EAF | %/yr | [5 empty] | 48.1% | 46.02% | 40.76% | 42.18% | 43.61% | 45.03% | 46.46% | 47.88% | 49.3% | 50.73% | 52.15% | 53.58% | 55% | 55% | 55% | 55% | 55% | 55% | 55% | 55% | 55% | 55% | 55% | 55% | 55% | 55% | 55% | 55%
EAF_55 | Grootvlei_EAF | %/yr | [5 empty] | 48.1% | 46.02% | 40.76% | 42.18% | 43.61% | 45.03% | 46.46% | 47.88% | 49.3% | 50.73% | 52.15% | 53.58% | 55% | 55% | 55% | 55% | 55% | 55% | 55% | 55% | 55% | 55% | 55% | 55% | 55% | 55% | 55% | 55%
EAF_55 | Hendrina_EAF | %/yr | [5 empty] | 48.1% | 46.02% | 40.76% | 42.18% | 43.61% | 45.03% | 46.46% | 47.88% | 49.3% | 50.73% | 52.15% | 53.58% | 55% | 55% | 55% | 55% | 55% | 55% | 55% | 55% | 55% | 55% | 55% | 55% | 55% | 55% | 55% | 55%
EAF_55 | Kendal_EAF | %/yr | [5 empty] | 48.1% | 46.02% | 40.76% | 42.18% | 43.61% | 45.03% | 46.46% | 47.88% | 49.3% | 50.73% | 52.15% | 53.58% | 55% | 55% | 55% | 55% | 55% | 55% | 55% | 55% | 55% | 55% | 55% | 55% | 55% | 55% | 55% | 55%
EAF_55 | Komati_EAF | %/yr | [5 empty] | 48.1% | 46.02% | 40.76% | 42.18% | 43.61% | 45.03% | 46.46% | 47.88% | 49.3% | 50.73% | 52.15% | 53.58% | 55% | 55% | 55% | 55% | 55% | 55% | 55% | 55% | 55% | 55% | 55% | 55% | 55% | 55% | 55% | 55%
EAF_55 | Kriel_EAF | %/yr | [5 empty] | 48.1% | 46.02% | 40.76% | 42.18% | 43.61% | 45.03% | 46.46% | 47.88% | 49.3% | 50.73% | 52.15% | 53.58% | 55% | 55% | 55% | 55% | 55% | 55% | 55% | 55% | 55% | 55% | 55% | 55% | 55% | 55% | 55% | 55%
EAF_55 | Kusile_EAF | %/yr | [5 empty] | 48.1% | 46.02% | 40.76% | 42.18% | 43.61% | 45.03% | 46.46% | 47.88% | 49.3% | 50.73% | 52.15% | 53.58% | 55% | 55% | 55% | 55% | 55% | 55% | 55% | 55% | 55% | 55% | 55% | 55% | 55% | 55% | 55% | 55%
EAF_55 | Lethabo_EAF | %/yr | [5 empty] | 48.1% | 46.02% | 40.76% | 42.18% | 43.61% | 45.03% | 46.46% | 47.88% | 49.3% | 50.73% | 52.15% | 53.58% | 55% | 55% | 55% | 55% | 55% | 55% | 55% | 55% | 55% | 55% | 55% | 55% | 55% | 55% | 55% | 55%
EAF_55 | Majuba_EAF | %/yr | [5 empty] | 48.1% | 46.02% | 40.76% | 42.18% | 43.61% | 45.03% | 46.46% | 47.88% | 49.3% | 50.73% | 52.15% | 53.58% | 55% | 55% | 55% | 55% | 55% | 55% | 55% | 55% | 55% | 55% | 55% | 55% | 55% | 55% | 55% | 55%
EAF_55 | Matimba_EAF | %/yr | [5 empty] | 48.1% | 46.02% | 40.76% | 42.18% | 43.61% | 45.03% | 46.46% | 47.88% | 49.3% | 50.73% | 52.15% | 53.58% | 55% | 55% | 55% | 55% | 55% | 55% | 55% | 55% | 55% | 55% | 55% | 55% | 55% | 55% | 55% | 55%
EAF_55 | Matla_EAF | %/yr | [5 empty] | 48.1% | 46.02% | 40.76% | 42.18% | 43.61% | 45.03% | 46.46% | 47.88% | 49.3% | 50.73% | 52.15% | 53.58% | 55% | 55% | 55% | 55% | 55% | 55% | 55% | 55% | 55% | 55% | 55% | 55% | 55% | 55% | 55% | 55%
EAF_55 | Medupi_EAF | %/yr | [5 empty] | 48.1% | 46.02% | 40.76% | 42.18% | 43.61% | 45.03% | 46.46% | 47.88% | 49.3% | 50.73% | 52.15% | 53.58% | 55% | 55% | 55% | 55% | 55% | 55% | 55% | 55% | 55% | 55% | 55% | 55% | 55% | 55% | 55% | 55%
EAF_55 | Tutuka_EAF | %/yr | [5 empty] | 48.1% | 46.02% | 40.76% | 42.18% | 43.61% | 45.03% | 46.46% | 47.88% | 49.3% | 50.73% | 52.15% | 53.58% | 55% | 55% | 55% | 55% | 55% | 55% | 55% | 55% | 55% | 55% | 55% | 55% | 55% | 55% | 55% | 55%
EAF_55 | Koeberg_EAF | %/yr | [5 empty] | 50.83% | 41.67% | 93.33% | 75% | 95.83% | 79.17% | 87.5% | 90% | 90% | 90% | 90% | 90% | 90% | 90% | 90% | 90% | 90% | 90% | 90% | 90% | 90% | 90% | 90% | 90% | 90% | 90% | 90% | 90%
EAF_55 | Sasol_coal_EAF | %/yr | [5 empty] | 80% | 80% | 80% | 80% | 80% | 80% | 80% | 80% | 80% | 80% | 80% | 80% | 80% | 80% | 80% | 80% | 80% | 80% | 80% | 80% | 80% | 80% | 80% | 80% | 80% | 80% | 80% | 80%
EAF_55 | Kelvin_EAF | %/yr | [5 empty] | 80% | 80% | 80% | 80% | 80% | 80% | 80% | 80% | 80% | 80% | 80% | 80% | 80% | 80% | 80% | 80% | 80% | 80% | 80% | 80% | 80% | 80% | 80% | 80% | 80% | 80% | 80% | 80%
EAF_55 | Sasol_ice_EAF | %/yr | [5 empty] | 100% | 100% | 100% | 100% | 100% | 100% | 100% | 100% | 100% | 100% | 100% | 100% | 100% | 100% | 100% | 100% | 100% | 100% | 100% | 100% | 100% | 100% | 100% | 100% | 100% | 100% | 100% | 100%
EAF_55 | Sasol_ocgt_EAF | %/yr | [5 empty] | 100% | 100% | 100% | 100% | 100% | 100% | 100% | 100% | 100% | 100% | 100% | 100% | 100% | 100% | 100% | 100% | 100% | 100% | 100% | 100% | 100% | 100% | 100% | 100% | 100% | 100% | 100% | 100%
EAF_55 | coal_extendable_EAF | %/yr | [5 empty] | 85% | 85% | 85% | 85% | 85% | 85% | 85% | 85% | 85% | 85% | 85% | 85% | 85% | 85% | 85% | 85% | 85% | 85% | 85% | 85% | 85% | 85% | 85% | 85% | 85% | 85% | 85% | 85%
EAF_55 | nuclear_extendable_EAF | %/yr | [5 empty] | 90% | 90% | 90% | 90% | 90% | 90% | 90% | 90% | 90% | 90% | 90% | 90% | 90% | 90% | 90% | 90% | 90% | 90% | 90% | 90% | 90% | 90% | 90% | 90% | 90% | 90% | 90% | 90%
EAF_55 | ocgt_diesel_extendable_EAF | %/yr | [5 empty] | 95% | 95% | 95% | 95% | 95% | 95% | 95% | 95% | 95% | 95% | 95% | 95% | 95% | 95% | 95% | 95% | 95% | 95% | 95% | 95% | 95% | 95% | 95% | 95% | 95% | 95% | 95% | 95%
EAF_55 | ocgt_diesel_emg_extendable_EAF | %/yr | [5 empty] | 95% | 95% | 95% | 95% | 95% | 95% | 95% | 95% | 95% | 95% | 95% | 95% | 95% | 95% | 95% | 95% | 95% | 95% | 95% | 95% | 95% | 95% | 95% | 95% | 95% | 95% | 95% | 95%
EAF_55 | ocgt_gas_extendable_EAF | %/yr | [5 empty] | 90% | 90% | 90% | 90% | 90% | 90% | 90% | 90% | 90% | 90% | 90% | 90% | 90% | 90% | 90% | 90% | 90% | 90% | 90% | 90% | 90% | 90% | 90% | 90% | 90% | 90% | 90% | 90%
EAF_55 | ocgt_gas_h2_40_extendable_EAF | %/yr | [5 empty] | 90% | 90% | 90% | 90% | 90% | 90% | 90% | 90% | 90% | 90% | 90% | 90% | 90% | 90% | 90% | 90% | 90% | 90% | 95% | 95% | 95% | 95% | 95% | 95% | 95% | 95% | 95% | 95%
EAF_55 | ocgt_gas_h2_45_extendable_EAF | %/yr | [5 empty] | 90% | 90% | 90% | 90% | 90% | 90% | 90% | 90% | 90% | 90% | 90% | 90% | 90% | 90% | 90% | 90% | 90% | 90% | 90% | 90% | 90% | 90% | 95% | 95% | 95% | 95% | 95% | 95%
EAF_55 | ocgt_gas_h2_50_extendable_EAF | %/yr | [5 empty] | 90% | 90% | 90% | 90% | 90% | 90% | 90% | 90% | 90% | 90% | 90% | 90% | 90% | 90% | 90% | 90% | 90% | 90% | 90% | 90% | 90% | 90% | 90% | 90% | 90% | 90% | 90% | 95%
EAF_55 | ccgt_steam_extendable_EAF | %/yr | [5 empty] | 90% | 90% | 90% | 90% | 90% | 90% | 90% | 90% | 90% | 90% | 90% | 90% | 90% | 90% | 90% | 90% | 90% | 90% | 90% | 90% | 90% | 90% | 90% | 90% | 90% | 90% | 90% | 90%
EAF_60 | Arnot_EAF | %/yr | [5 empty] | 48.1% | 46.02% | 40.76% | 42.68% | 44.61% | 46.53% | 48.46% | 50.38% | 52.3% | 54.23% | 56.15% | 58.08% | 60% | 60% | 60% | 60% | 60% | 60% | 60% | 60% | 60% | 60% | 60% | 60% | 60% | 60% | 60% | 60%
EAF_60 | Camden_EAF | %/yr | [5 empty] | 48.1% | 46.02% | 40.76% | 42.68% | 44.61% | 46.53% | 48.46% | 50.38% | 52.3% | 54.23% | 56.15% | 58.08% | 60% | 60% | 60% | 60% | 60% | 60% | 60% | 60% | 60% | 60% | 60% | 60% | 60% | 60% | 60% | 60%
EAF_60 | Duvha_EAF | %/yr | [5 empty] | 48.1% | 46.02% | 40.76% | 42.68% | 44.61% | 46.53% | 48.46% | 50.38% | 52.3% | 54.23% | 56.15% | 58.08% | 60% | 60% | 60% | 60% | 60% | 60% | 60% | 60% | 60% | 60% | 60% | 60% | 60% | 60% | 60% | 60%
EAF_60 | Grootvlei_EAF | %/yr | [5 empty] | 48.1% | 46.02% | 40.76% | 42.68% | 44.61% | 46.53% | 48.46% | 50.38% | 52.3% | 54.23% | 56.15% | 58.08% | 60% | 60% | 60% | 60% | 60% | 60% | 60% | 60% | 60% | 60% | 60% | 60% | 60% | 60% | 60% | 60%
EAF_60 | Hendrina_EAF | %/yr | [5 empty] | 48.1% | 46.02% | 40.76% | 42.68% | 44.61% | 46.53% | 48.46% | 50.38% | 52.3% | 54.23% | 56.15% | 58.08% | 60% | 60% | 60% | 60% | 60% | 60% | 60% | 60% | 60% | 60% | 60% | 60% | 60% | 60% | 60% | 60%
EAF_60 | Kendal_EAF | %/yr | [5 empty] | 48.1% | 46.02% | 40.76% | 42.68% | 44.61% | 46.53% | 48.46% | 50.38% | 52.3% | 54.23% | 56.15% | 58.08% | 60% | 60% | 60% | 60% | 60% | 60% | 60% | 60% | 60% | 60% | 60% | 60% | 60% | 60% | 60% | 60%
EAF_60 | Komati_EAF | %/yr | [5 empty] | 48.1% | 46.02% | 40.76% | 42.68% | 44.61% | 46.53% | 48.46% | 50.38% | 52.3% | 54.23% | 56.15% | 58.08% | 60% | 60% | 60% | 60% | 60% | 60% | 60% | 60% | 60% | 60% | 60% | 60% | 60% | 60% | 60% | 60%
EAF_60 | Kriel_EAF | %/yr | [5 empty] | 48.1% | 46.02% | 40.76% | 42.68% | 44.61% | 46.53% | 48.46% | 50.38% | 52.3% | 54.23% | 56.15% | 58.08% | 60% | 60% | 60% | 60% | 60% | 60% | 60% | 60% | 60% | 60% | 60% | 60% | 60% | 60% | 60% | 60%
EAF_60 | Kusile_EAF | %/yr | [5 empty] | 48.1% | 46.02% | 40.76% | 42.68% | 44.61% | 46.53% | 48.46% | 50.38% | 52.3% | 54.23% | 56.15% | 58.08% | 60% | 60% | 60% | 60% | 60% | 60% | 60% | 60% | 60% | 60% | 60% | 60% | 60% | 60% | 60% | 60%
EAF_60 | Lethabo_EAF | %/yr | [5 empty] | 48.1% | 46.02% | 40.76% | 42.68% | 44.61% | 46.53% | 48.46% | 50.38% | 52.3% | 54.23% | 56.15% | 58.08% | 60% | 60% | 60% | 60% | 60% | 60% | 60% | 60% | 60% | 60% | 60% | 60% | 60% | 60% | 60% | 60%
EAF_60 | Majuba_EAF | %/yr | [5 empty] | 48.1% | 46.02% | 40.76% | 42.68% | 44.61% | 46.53% | 48.46% | 50.38% | 52.3% | 54.23% | 56.15% | 58.08% | 60% | 60% | 60% | 60% | 60% | 60% | 60% | 60% | 60% | 60% | 60% | 60% | 60% | 60% | 60% | 60%
EAF_60 | Matimba_EAF | %/yr | [5 empty] | 48.1% | 46.02% | 40.76% | 42.68% | 44.61% | 46.53% | 48.46% | 50.38% | 52.3% | 54.23% | 56.15% | 58.08% | 60% | 60% | 60% | 60% | 60% | 60% | 60% | 60% | 60% | 60% | 60% | 60% | 60% | 60% | 60% | 60%
EAF_60 | Matla_EAF | %/yr | [5 empty] | 48.1% | 46.02% | 40.76% | 42.68% | 44.61% | 46.53% | 48.46% | 50.38% | 52.3% | 54.23% | 56.15% | 58.08% | 60% | 60% | 60% | 60% | 60% | 60% | 60% | 60% | 60% | 60% | 60% | 60% | 60% | 60% | 60% | 60%
EAF_60 | Medupi_EAF | %/yr | [5 empty] | 48.1% | 46.02% | 40.76% | 42.68% | 44.61% | 46.53% | 48.46% | 50.38% | 52.3% | 54.23% | 56.15% | 58.08% | 60% | 60% | 60% | 60% | 60% | 60% | 60% | 60% | 60% | 60% | 60% | 60% | 60% | 60% | 60% | 60%
EAF_60 | Tutuka_EAF | %/yr | [5 empty] | 48.1% | 46.02% | 40.76% | 42.68% | 44.61% | 46.53% | 48.46% | 50.38% | 52.3% | 54.23% | 56.15% | 58.08% | 60% | 60% | 60% | 60% | 60% | 60% | 60% | 60% | 60% | 60% | 60% | 60% | 60% | 60% | 60% | 60%
EAF_60 | Koeberg_EAF | %/yr | [5 empty] | 50.83% | 41.67% | 93.33% | 75% | 95.83% | 79.17% | 87.5% | 90% | 90% | 90% | 90% | 90% | 90% | 90% | 90% | 90% | 90% | 90% | 90% | 90% | 90% | 90% | 90% | 90% | 90% | 90% | 90% | 90%
EAF_60 | Sasol_coal_EAF | %/yr | [5 empty] | 80% | 80% | 80% | 80% | 80% | 80% | 80% | 80% | 80% | 80% | 80% | 80% | 80% | 80% | 80% | 80% | 80% | 80% | 80% | 80% | 80% | 80% | 80% | 80% | 80% | 80% | 80% | 80%
EAF_60 | Kelvin_EAF | %/yr | [5 empty] | 80% | 80% | 80% | 80% | 80% | 80% | 80% | 80% | 80% | 80% | 80% | 80% | 80% | 80% | 80% | 80% | 80% | 80% | 80% | 80% | 80% | 80% | 80% | 80% | 80% | 80% | 80% | 80%
EAF_60 | Sasol_ice_EAF | %/yr | [5 empty] | 100% | 100% | 100% | 100% | 100% | 100% | 100% | 100% | 100% | 100% | 100% | 100% | 100% | 100% | 100% | 100% | 100% | 100% | 100% | 100% | 100% | 100% | 100% | 100% | 100% | 100% | 100% | 100%
EAF_60 | Sasol_ocgt_EAF | %/yr | [5 empty] | 100% | 100% | 100% | 100% | 100% | 100% | 100% | 100% | 100% | 100% | 100% | 100% | 100% | 100% | 100% | 100% | 100% | 100% | 100% | 100% | 100% | 100% | 100% | 100% | 100% | 100% | 100% | 100%
EAF_60 | coal_extendable_EAF | %/yr | [5 empty] | 85% | 85% | 85% | 85% | 85% | 85% | 85% | 85% | 85% | 85% | 85% | 85% | 85% | 85% | 85% | 85% | 85% | 85% | 85% | 85% | 85% | 85% | 85% | 85% | 85% | 85% | 85% | 85%
EAF_60 | nuclear_extendable_EAF | %/yr | [5 empty] | 90% | 90% | 90% | 90% | 90% | 90% | 90% | 90% | 90% | 90% | 90% | 90% | 90% | 90% | 90% | 90% | 90% | 90% | 90% | 90% | 90% | 90% | 90% | 90% | 90% | 90% | 90% | 90%
EAF_60 | ocgt_diesel_extendable_EAF | %/yr | [5 empty] | 95% | 95% | 95% | 95% | 95% | 95% | 95% | 95% | 95% | 95% | 95% | 95% | 95% | 95% | 95% | 95% | 95% | 95% | 95% | 95% | 95% | 95% | 95% | 95% | 95% | 95% | 95% | 95%
EAF_60 | ocgt_diesel_emg_extendable_EAF | %/yr | [5 empty] | 95% | 95% | 95% | 95% | 95% | 95% | 95% | 95% | 95% | 95% | 95% | 95% | 95% | 95% | 95% | 95% | 95% | 95% | 95% | 95% | 95% | 95% | 95% | 95% | 95% | 95% | 95% | 95%
EAF_60 | ocgt_gas_extendable_EAF | %/yr | [5 empty] | 90% | 90% | 90% | 90% | 90% | 90% | 90% | 90% | 90% | 90% | 90% | 90% | 90% | 90% | 90% | 90% | 90% | 90% | 90% | 90% | 90% | 90% | 90% | 90% | 90% | 90% | 90% | 90%
EAF_60 | ocgt_gas_h2_40_extendable_EAF | %/yr | [5 empty] | 90% | 90% | 90% | 90% | 90% | 90% | 90% | 90% | 90% | 90% | 90% | 90% | 90% | 90% | 90% | 90% | 90% | 90% | 95% | 95% | 95% | 95% | 95% | 95% | 95% | 95% | 95% | 95%
EAF_60 | ocgt_gas_h2_45_extendable_EAF | %/yr | [5 empty] | 90% | 90% | 90% | 90% | 90% | 90% | 90% | 90% | 90% | 90% | 90% | 90% | 90% | 90% | 90% | 90% | 90% | 90% | 90% | 90% | 90% | 90% | 95% | 95% | 95% | 95% | 95% | 95%
EAF_60 | ocgt_gas_h2_50_extendable_EAF | %/yr | [5 empty] | 90% | 90% | 90% | 90% | 90% | 90% | 90% | 90% | 90% | 90% | 90% | 90% | 90% | 90% | 90% | 90% | 90% | 90% | 90% | 90% | 90% | 90% | 90% | 90% | 90% | 90% | 90% | 95%
EAF_60 | ccgt_steam_extendable_EAF | %/yr | [5 empty] | 90% | 90% | 90% | 90% | 90% | 90% | 90% | 90% | 90% | 90% | 90% | 90% | 90% | 90% | 90% | 90% | 90% | 90% | 90% | 90% | 90% | 90% | 90% | 90% | 90% | 90% | 90% | 90%
EAF_70 | Arnot_EAF | %/yr | [5 empty] | 48.1% | 46.02% | 40.76% | 43.68% | 46.61% | 49.53% | 52.46% | 55.38% | 58.3% | 61.23% | 64.15% | 67.08% | 70% | 70% | 70% | 70% | 70% | 70% | 70% | 70% | 70% | 70% | 70% | 70% | 70% | 70% | 70% | 70%
EAF_70 | Camden_EAF | %/yr | [5 empty] | 48.1% | 46.02% | 40.76% | 43.68% | 46.61% | 49.53% | 52.46% | 55.38% | 58.3% | 61.23% | 64.15% | 67.08% | 70% | 70% | 70% | 70% | 70% | 70% | 70% | 70% | 70% | 70% | 70% | 70% | 70% | 70% | 70% | 70%
EAF_70 | Duvha_EAF | %/yr | [5 empty] | 48.1% | 46.02% | 40.76% | 43.68% | 46.61% | 49.53% | 52.46% | 55.38% | 58.3% | 61.23% | 64.15% | 67.08% | 70% | 70% | 70% | 70% | 70% | 70% | 70% | 70% | 70% | 70% | 70% | 70% | 70% | 70% | 70% | 70%
EAF_70 | Grootvlei_EAF | %/yr | [5 empty] | 48.1% | 46.02% | 40.76% | 43.68% | 46.61% | 49.53% | 52.46% | 55.38% | 58.3% | 61.23% | 64.15% | 67.08% | 70% | 70% | 70% | 70% | 70% | 70% | 70% | 70% | 70% | 70% | 70% | 70% | 70% | 70% | 70% | 70%
EAF_70 | Hendrina_EAF | %/yr | [5 empty] | 48.1% | 46.02% | 40.76% | 43.68% | 46.61% | 49.53% | 52.46% | 55.38% | 58.3% | 61.23% | 64.15% | 67.08% | 70% | 70% | 70% | 70% | 70% | 70% | 70% | 70% | 70% | 70% | 70% | 70% | 70% | 70% | 70% | 70%
EAF_70 | Kendal_EAF | %/yr | [5 empty] | 48.1% | 46.02% | 40.76% | 43.68% | 46.61% | 49.53% | 52.46% | 55.38% | 58.3% | 61.23% | 64.15% | 67.08% | 70% | 70% | 70% | 70% | 70% | 70% | 70% | 70% | 70% | 70% | 70% | 70% | 70% | 70% | 70% | 70%
EAF_70 | Komati_EAF | %/yr | [5 empty] | 48.1% | 46.02% | 40.76% | 43.68% | 46.61% | 49.53% | 52.46% | 55.38% | 58.3% | 61.23% | 64.15% | 67.08% | 70% | 70% | 70% | 70% | 70% | 70% | 70% | 70% | 70% | 70% | 70% | 70% | 70% | 70% | 70% | 70%
EAF_70 | Kriel_EAF | %/yr | [5 empty] | 48.1% | 46.02% | 40.76% | 43.68% | 46.61% | 49.53% | 52.46% | 55.38% | 58.3% | 61.23% | 64.15% | 67.08% | 70% | 70% | 70% | 70% | 70% | 70% | 70% | 70% | 70% | 70% | 70% | 70% | 70% | 70% | 70% | 70%
EAF_70 | Kusile_EAF | %/yr | [5 empty] | 48.1% | 46.02% | 40.76% | 43.68% | 46.61% | 49.53% | 52.46% | 55.38% | 58.3% | 61.23% | 64.15% | 67.08% | 70% | 70% | 70% | 70% | 70% | 70% | 70% | 70% | 70% | 70% | 70% | 70% | 70% | 70% | 70% | 70%
EAF_70 | Lethabo_EAF | %/yr | [5 empty] | 48.1% | 46.02% | 40.76% | 43.68% | 46.61% | 49.53% | 52.46% | 55.38% | 58.3% | 61.23% | 64.15% | 67.08% | 70% | 70% | 70% | 70% | 70% | 70% | 70% | 70% | 70% | 70% | 70% | 70% | 70% | 70% | 70% | 70%
EAF_70 | Majuba_EAF | %/yr | [5 empty] | 48.1% | 46.02% | 40.76% | 43.68% | 46.61% | 49.53% | 52.46% | 55.38% | 58.3% | 61.23% | 64.15% | 67.08% | 70% | 70% | 70% | 70% | 70% | 70% | 70% | 70% | 70% | 70% | 70% | 70% | 70% | 70% | 70% | 70%
EAF_70 | Matimba_EAF | %/yr | [5 empty] | 48.1% | 46.02% | 40.76% | 43.68% | 46.61% | 49.53% | 52.46% | 55.38% | 58.3% | 61.23% | 64.15% | 67.08% | 70% | 70% | 70% | 70% | 70% | 70% | 70% | 70% | 70% | 70% | 70% | 70% | 70% | 70% | 70% | 70%
EAF_70 | Matla_EAF | %/yr | [5 empty] | 48.1% | 46.02% | 40.76% | 43.68% | 46.61% | 49.53% | 52.46% | 55.38% | 58.3% | 61.23% | 64.15% | 67.08% | 70% | 70% | 70% | 70% | 70% | 70% | 70% | 70% | 70% | 70% | 70% | 70% | 70% | 70% | 70% | 70%
EAF_70 | Medupi_EAF | %/yr | [5 empty] | 48.1% | 46.02% | 40.76% | 43.68% | 46.61% | 49.53% | 52.46% | 55.38% | 58.3% | 61.23% | 64.15% | 67.08% | 70% | 70% | 70% | 70% | 70% | 70% | 70% | 70% | 70% | 70% | 70% | 70% | 70% | 70% | 70% | 70%
EAF_70 | Tutuka_EAF | %/yr | [5 empty] | 48.1% | 46.02% | 40.76% | 43.68% | 46.61% | 49.53% | 52.46% | 55.38% | 58.3% | 61.23% | 64.15% | 67.08% | 70% | 70% | 70% | 70% | 70% | 70% | 70% | 70% | 70% | 70% | 70% | 70% | 70% | 70% | 70% | 70%
EAF_70 | Koeberg_EAF | %/yr | [5 empty] | 50.83% | 41.67% | 93.33% | 75% | 95.83% | 79.17% | 87.5% | 90% | 90% | 90% | 90% | 90% | 90% | 90% | 90% | 90% | 90% | 90% | 90% | 90% | 90% | 90% | 90% | 90% | 90% | 90% | 90% | 90%
EAF_70 | Sasol_coal_EAF | %/yr | [5 empty] | 80% | 80% | 80% | 80% | 80% | 80% | 80% | 80% | 80% | 80% | 80% | 80% | 80% | 80% | 80% | 80% | 80% | 80% | 80% | 80% | 80% | 80% | 80% | 80% | 80% | 80% | 80% | 80%
EAF_70 | Kelvin_EAF | %/yr | [5 empty] | 80% | 80% | 80% | 80% | 80% | 80% | 80% | 80% | 80% | 80% | 80% | 80% | 80% | 80% | 80% | 80% | 80% | 80% | 80% | 80% | 80% | 80% | 80% | 80% | 80% | 80% | 80% | 80%
EAF_70 | Sasol_ice_EAF | %/yr | [5 empty] | 100% | 100% | 100% | 100% | 100% | 100% | 100% | 100% | 100% | 100% | 100% | 100% | 100% | 100% | 100% | 100% | 100% | 100% | 100% | 100% | 100% | 100% | 100% | 100% | 100% | 100% | 100% | 100%
EAF_70 | Sasol_ocgt_EAF | %/yr | [5 empty] | 100% | 100% | 100% | 100% | 100% | 100% | 100% | 100% | 100% | 100% | 100% | 100% | 100% | 100% | 100% | 100% | 100% | 100% | 100% | 100% | 100% | 100% | 100% | 100% | 100% | 100% | 100% | 100%
EAF_70 | coal_extendable_EAF | %/yr | [5 empty] | 85% | 85% | 85% | 85% | 85% | 85% | 85% | 85% | 85% | 85% | 85% | 85% | 85% | 85% | 85% | 85% | 85% | 85% | 85% | 85% | 85% | 85% | 85% | 85% | 85% | 85% | 85% | 85%
EAF_70 | nuclear_extendable_EAF | %/yr | [5 empty] | 90% | 90% | 90% | 90% | 90% | 90% | 90% | 90% | 90% | 90% | 90% | 90% | 90% | 90% | 90% | 90% | 90% | 90% | 90% | 90% | 90% | 90% | 90% | 90% | 90% | 90% | 90% | 90%
EAF_70 | ocgt_diesel_extendable_EAF | %/yr | [5 empty] | 95% | 95% | 95% | 95% | 95% | 95% | 95% | 95% | 95% | 95% | 95% | 95% | 95% | 95% | 95% | 95% | 95% | 95% | 95% | 95% | 95% | 95% | 95% | 95% | 95% | 95% | 95% | 95%
EAF_70 | ocgt_diesel_emg_extendable_EAF | %/yr | [5 empty] | 95% | 95% | 95% | 95% | 95% | 95% | 95% | 95% | 95% | 95% | 95% | 95% | 95% | 95% | 95% | 95% | 95% | 95% | 95% | 95% | 95% | 95% | 95% | 95% | 95% | 95% | 95% | 95%
EAF_70 | ocgt_gas_extendable_EAF | %/yr | [5 empty] | 90% | 90% | 90% | 90% | 90% | 90% | 90% | 90% | 90% | 90% | 90% | 90% | 90% | 90% | 90% | 90% | 90% | 90% | 90% | 90% | 90% | 90% | 90% | 90% | 90% | 90% | 90% | 90%
EAF_70 | ocgt_gas_h2_40_extendable_EAF | %/yr | [5 empty] | 90% | 90% | 90% | 90% | 90% | 90% | 90% | 90% | 90% | 90% | 90% | 90% | 90% | 90% | 90% | 90% | 90% | 90% | 95% | 95% | 95% | 95% | 95% | 95% | 95% | 95% | 95% | 95%
EAF_70 | ocgt_gas_h2_45_extendable_EAF | %/yr | [5 empty] | 90% | 90% | 90% | 90% | 90% | 90% | 90% | 90% | 90% | 90% | 90% | 90% | 90% | 90% | 90% | 90% | 90% | 90% | 90% | 90% | 90% | 90% | 95% | 95% | 95% | 95% | 95% | 95%
EAF_70 | ocgt_gas_h2_50_extendable_EAF | %/yr | [5 empty] | 90% | 90% | 90% | 90% | 90% | 90% | 90% | 90% | 90% | 90% | 90% | 90% | 90% | 90% | 90% | 90% | 90% | 90% | 90% | 90% | 90% | 90% | 90% | 90% | 90% | 90% | 90% | 95%
EAF_70 | ccgt_steam_extendable_EAF | %/yr | [5 empty] | 90% | 90% | 90% | 90% | 90% | 90% | 90% | 90% | 90% | 90% | 90% | 90% | 90% | 90% | 90% | 90% | 90% | 90% | 90% | 90% | 90% | 90% | 90% | 90% | 90% | 90% | 90% | 90%

## outage_profiles
|  |  | fixed_generators | [31 empty] | extendable_generators
scenario | type | week | Arnot | Camden | Duvha | Grootvlei | Hendrina | Kendal | Komati | Kriel | Kusile | Lethabo | Majuba | Matimba | Matla | Medupi | Tutuka | Koeberg | Drakensberg | Ingula | Palmiet | Gariep | Vanderkloof | Acacia | Ankerlig | Gourikwa | PortRex | Kelvin | Sasol_coal | Avon | Dedisa | Sasol_ice | Sasol_ocgt | Steenbras | coal | nuclear | ocgt_diesel | ocgt_diesel_emg | ocgt_gas | ocgt_gas_h2_40 | ocgt_gas_h2_45 | ocgt_gas_h2_50 | ccgt_steam | hydro
BASE | planned | 1 | 14.44% | 14.44% | 14.44% | 14.44% | 14.44% | 14.44% | 14.44% | 14.44% | 14.44% | 14.44% | 14.44% | 14.44% | 14.44% | 14.44% | 14.44% | 0 | 0 | 0 | 0 | 0 | 0 | 0 | 0 | 0 | 0 | 0 | 0 | 0 | 0 | 0 | 0 | 0 | 14.44% | 10% | 0% | 0% | 0% | 0% | 0% | 0% | 0% | 0%
BASE | planned | 2 | 13.37% | 13.37% | 13.37% | 13.37% | 13.37% | 13.37% | 13.37% | 13.37% | 13.37% | 13.37% | 13.37% | 13.37% | 13.37% | 13.37% | 13.37% | 0 | 0 | 0 | 0 | 0 | 0 | 0 | 0 | 0 | 0 | 0 | 0 | 0 | 0 | 0 | 0 | 0 | 13.37% | 10% | 0% | 0% | 0% | 0% | 0% | 0% | 0% | 0%
BASE | planned | 3 | 13.62% | 13.62% | 13.62% | 13.62% | 13.62% | 13.62% | 13.62% | 13.62% | 13.62% | 13.62% | 13.62% | 13.62% | 13.62% | 13.62% | 13.62% | 0 | 0 | 0 | 0 | 0 | 0 | 0 | 0 | 0 | 0 | 0 | 0 | 0 | 0 | 0 | 0 | 0 | 13.62% | 10% | 0% | 0% | 0% | 0% | 0% | 0% | 0% | 0%
BASE | planned | 4 | 12.03% | 12.03% | 12.03% | 12.03% | 12.03% | 12.03% | 12.03% | 12.03% | 12.03% | 12.03% | 12.03% | 12.03% | 12.03% | 12.03% | 12.03% | 0 | 0 | 0 | 0 | 0 | 0 | 0 | 0 | 0 | 0 | 0 | 0 | 0 | 0 | 0 | 0 | 0 | 12.03% | 10% | 0% | 0% | 0% | 0% | 0% | 0% | 0% | 0%
BASE | planned | 5 | 11.5% | 11.5% | 11.5% | 11.5% | 11.5% | 11.5% | 11.5% | 11.5% | 11.5% | 11.5% | 11.5% | 11.5% | 11.5% | 11.5% | 11.5% | 0 | 0 | 0 | 0 | 0 | 0 | 0 | 0 | 0 | 0 | 0 | 0 | 0 | 0 | 0 | 0 | 0 | 11.5% | 10% | 0% | 0% | 0% | 0% | 0% | 0% | 0% | 0%
BASE | planned | 6 | 12.8% | 12.8% | 12.8% | 12.8% | 12.8% | 12.8% | 12.8% | 12.8% | 12.8% | 12.8% | 12.8% | 12.8% | 12.8% | 12.8% | 12.8% | 0 | 0 | 0 | 0 | 0 | 0 | 0 | 0 | 0 | 0 | 0 | 0 | 0 | 0 | 0 | 0 | 0 | 12.8% | 10% | 0% | 0% | 0% | 0% | 0% | 0% | 0% | 0%
BASE | planned | 7 | 12.7% | 12.7% | 12.7% | 12.7% | 12.7% | 12.7% | 12.7% | 12.7% | 12.7% | 12.7% | 12.7% | 12.7% | 12.7% | 12.7% | 12.7% | 0 | 0 | 0 | 0 | 0 | 0 | 0 | 0 | 0 | 0 | 0 | 0 | 0 | 0 | 0 | 0 | 0 | 12.7% | 10% | 0% | 0% | 0% | 0% | 0% | 0% | 0% | 0%
BASE | planned | 8 | 11.22% | 11.22% | 11.22% | 11.22% | 11.22% | 11.22% | 11.22% | 11.22% | 11.22% | 11.22% | 11.22% | 11.22% | 11.22% | 11.22% | 11.22% | 0 | 0 | 0 | 0 | 0 | 0 | 0 | 0 | 0 | 0 | 0 | 0 | 0 | 0 | 0 | 0 | 0 | 11.22% | 10% | 0% | 0% | 0% | 0% | 0% | 0% | 0% | 0%
BASE | planned | 9 | 10.48% | 10.48% | 10.48% | 10.48% | 10.48% | 10.48% | 10.48% | 10.48% | 10.48% | 10.48% | 10.48% | 10.48% | 10.48% | 10.48% | 10.48% | 0 | 0 | 0 | 0 | 0 | 0 | 0 | 0 | 0 | 0 | 0 | 0 | 0 | 0 | 0 | 0 | 0 | 10.48% | 10% | 0% | 0% | 0% | 0% | 0% | 0% | 0% | 0%
BASE | planned | 10 | 9.292% | 9.292% | 9.292% | 9.292% | 9.292% | 9.292% | 9.292% | 9.292% | 9.292% | 9.292% | 9.292% | 9.292% | 9.292% | 9.292% | 9.292% | 0 | 0 | 0 | 0 | 0 | 0 | 0 | 0 | 0 | 0 | 0 | 0 | 0 | 0 | 0 | 0 | 0 | 9.292% | 10% | 0% | 0% | 0% | 0% | 0% | 0% | 0% | 0%
BASE | planned | 11 | 12.08% | 12.08% | 12.08% | 12.08% | 12.08% | 12.08% | 12.08% | 12.08% | 12.08% | 12.08% | 12.08% | 12.08% | 12.08% | 12.08% | 12.08% | 0 | 0 | 0 | 0 | 0 | 0 | 0 | 0 | 0 | 0 | 0 | 0 | 0 | 0 | 0 | 0 | 0 | 12.08% | 10% | 0% | 0% | 0% | 0% | 0% | 0% | 0% | 0%
BASE | planned | 12 | 14.03% | 14.03% | 14.03% | 14.03% | 14.03% | 14.03% | 14.03% | 14.03% | 14.03% | 14.03% | 14.03% | 14.03% | 14.03% | 14.03% | 14.03% | 0 | 0 | 0 | 0 | 0 | 0 | 0 | 0 | 0 | 0 | 0 | 0 | 0 | 0 | 0 | 0 | 0 | 14.03% | 10% | 0% | 0% | 0% | 0% | 0% | 0% | 0% | 0%
BASE | planned | 13 | 12.19% | 12.19% | 12.19% | 12.19% | 12.19% | 12.19% | 12.19% | 12.19% | 12.19% | 12.19% | 12.19% | 12.19% | 12.19% | 12.19% | 12.19% | 0 | 0 | 0 | 0 | 0 | 0 | 0 | 0 | 0 | 0 | 0 | 0 | 0 | 0 | 0 | 0 | 0 | 12.19% | 10% | 0% | 0% | 0% | 0% | 0% | 0% | 0% | 0%
BASE | planned | 14 | 14.2% | 14.2% | 14.2% | 14.2% | 14.2% | 14.2% | 14.2% | 14.2% | 14.2% | 14.2% | 14.2% | 14.2% | 14.2% | 14.2% | 14.2% | 0 | 0 | 0 | 0 | 0 | 0 | 0 | 0 | 0 | 0 | 0 | 0 | 0 | 0 | 0 | 0 | 0 | 14.2% | 10% | 0% | 0% | 0% | 0% | 0% | 0% | 0% | 0%
BASE | planned | 15 | 12.81% | 12.81% | 12.81% | 12.81% | 12.81% | 12.81% | 12.81% | 12.81% | 12.81% | 12.81% | 12.81% | 12.81% | 12.81% | 12.81% | 12.81% | 0 | 0 | 0 | 0 | 0 | 0 | 0 | 0 | 0 | 0 | 0 | 0 | 0 | 0 | 0 | 0 | 0 | 12.81% | 10% | 0% | 0% | 0% | 0% | 0% | 0% | 0% | 0%
BASE | planned | 16 | 14.21% | 14.21% | 14.21% | 14.21% | 14.21% | 14.21% | 14.21% | 14.21% | 14.21% | 14.21% | 14.21% | 14.21% | 14.21% | 14.21% | 14.21% | 0 | 0 | 0 | 0 | 0 | 0 | 0 | 0 | 0 | 0 | 0 | 0 | 0 | 0 | 0 | 0 | 0 | 14.21% | 10% | 0% | 0% | 0% | 0% | 0% | 0% | 0% | 0%
BASE | planned | 17 | 10.07% | 10.07% | 10.07% | 10.07% | 10.07% | 10.07% | 10.07% | 10.07% | 10.07% | 10.07% | 10.07% | 10.07% | 10.07% | 10.07% | 10.07% | 0 | 0 | 0 | 0 | 0 | 0 | 0 | 0 | 0 | 0 | 0 | 0 | 0 | 0 | 0 | 0 | 0 | 10.07% | 10% | 0% | 0% | 0% | 0% | 0% | 0% | 0% | 0%
BASE | planned | 18 | 10.6% | 10.6% | 10.6% | 10.6% | 10.6% | 10.6% | 10.6% | 10.6% | 10.6% | 10.6% | 10.6% | 10.6% | 10.6% | 10.6% | 10.6% | 0 | 0 | 0 | 0 | 0 | 0 | 0 | 0 | 0 | 0 | 0 | 0 | 0 | 0 | 0 | 0 | 0 | 10.6% | 10% | 0% | 0% | 0% | 0% | 0% | 0% | 0% | 0%
BASE | planned | 19 | 9.533% | 9.533% | 9.533% | 9.533% | 9.533% | 9.533% | 9.533% | 9.533% | 9.533% | 9.533% | 9.533% | 9.533% | 9.533% | 9.533% | 9.533% | 0 | 0 | 0 | 0 | 0 | 0 | 0 | 0 | 0 | 0 | 0 | 0 | 0 | 0 | 0 | 0 | 0 | 9.533% | 10% | 0% | 0% | 0% | 0% | 0% | 0% | 0% | 0%
BASE | planned | 20 | 8.639% | 8.639% | 8.639% | 8.639% | 8.639% | 8.639% | 8.639% | 8.639% | 8.639% | 8.639% | 8.639% | 8.639% | 8.639% | 8.639% | 8.639% | 0 | 0 | 0 | 0 | 0 | 0 | 0 | 0 | 0 | 0 | 0 | 0 | 0 | 0 | 0 | 0 | 0 | 8.639% | 10% | 0% | 0% | 0% | 0% | 0% | 0% | 0% | 0%
BASE | planned | 21 | 10.56% | 10.56% | 10.56% | 10.56% | 10.56% | 10.56% | 10.56% | 10.56% | 10.56% | 10.56% | 10.56% | 10.56% | 10.56% | 10.56% | 10.56% | 0 | 0 | 0 | 0 | 0 | 0 | 0 | 0 | 0 | 0 | 0 | 0 | 0 | 0 | 0 | 0 | 0 | 10.56% | 10% | 0% | 0% | 0% | 0% | 0% | 0% | 0% | 0%
BASE | planned | 22 | 8.156% | 8.156% | 8.156% | 8.156% | 8.156% | 8.156% | 8.156% | 8.156% | 8.156% | 8.156% | 8.156% | 8.156% | 8.156% | 8.156% | 8.156% | 0 | 0 | 0 | 0 | 0 | 0 | 0 | 0 | 0 | 0 | 0 | 0 | 0 | 0 | 0 | 0 | 0 | 8.156% | 10% | 0% | 0% | 0% | 0% | 0% | 0% | 0% | 0%
BASE | planned | 23 | 6.135% | 6.135% | 6.135% | 6.135% | 6.135% | 6.135% | 6.135% | 6.135% | 6.135% | 6.135% | 6.135% | 6.135% | 6.135% | 6.135% | 6.135% | 0 | 0 | 0 | 0 | 0 | 0 | 0 | 0 | 0 | 0 | 0 | 0 | 0 | 0 | 0 | 0 | 0 | 6.135% | 10% | 0% | 0% | 0% | 0% | 0% | 0% | 0% | 0%
BASE | planned | 24 | 5.029% | 5.029% | 5.029% | 5.029% | 5.029% | 5.029% | 5.029% | 5.029% | 5.029% | 5.029% | 5.029% | 5.029% | 5.029% | 5.029% | 5.029% | 0 | 0 | 0 | 0 | 0 | 0 | 0 | 0 | 0 | 0 | 0 | 0 | 0 | 0 | 0 | 0 | 0 | 5.029% | 10% | 0% | 0% | 0% | 0% | 0% | 0% | 0% | 0%
BASE | planned | 25 | 5.832% | 5.832% | 5.832% | 5.832% | 5.832% | 5.832% | 5.832% | 5.832% | 5.832% | 5.832% | 5.832% | 5.832% | 5.832% | 5.832% | 5.832% | 0 | 0 | 0 | 0 | 0 | 0 | 0 | 0 | 0 | 0 | 0 | 0 | 0 | 0 | 0 | 0 | 0 | 5.832% | 10% | 0% | 0% | 0% | 0% | 0% | 0% | 0% | 0%
BASE | planned | 26 | 5.272% | 5.272% | 5.272% | 5.272% | 5.272% | 5.272% | 5.272% | 5.272% | 5.272% | 5.272% | 5.272% | 5.272% | 5.272% | 5.272% | 5.272% | 0 | 0 | 0 | 0 | 0 | 0 | 0 | 0 | 0 | 0 | 0 | 0 | 0 | 0 | 0 | 0 | 0 | 5.272% | 10% | 0% | 0% | 0% | 0% | 0% | 0% | 0% | 0%
BASE | planned | 27 | 5.741% | 5.741% | 5.741% | 5.741% | 5.741% | 5.741% | 5.741% | 5.741% | 5.741% | 5.741% | 5.741% | 5.741% | 5.741% | 5.741% | 5.741% | 0 | 0 | 0 | 0 | 0 | 0 | 0 | 0 | 0 | 0 | 0 | 0 | 0 | 0 | 0 | 0 | 0 | 5.741% | 10% | 0% | 0% | 0% | 0% | 0% | 0% | 0% | 0%
BASE | planned | 28 | 5.127% | 5.127% | 5.127% | 5.127% | 5.127% | 5.127% | 5.127% | 5.127% | 5.127% | 5.127% | 5.127% | 5.127% | 5.127% | 5.127% | 5.127% | 0 | 0 | 0 | 0 | 0 | 0 | 0 | 0 | 0 | 0 | 0 | 0 | 0 | 0 | 0 | 0 | 0 | 5.127% | 10% | 0% | 0% | 0% | 0% | 0% | 0% | 0% | 0%
BASE | planned | 29 | 5.889% | 5.889% | 5.889% | 5.889% | 5.889% | 5.889% | 5.889% | 5.889% | 5.889% | 5.889% | 5.889% | 5.889% | 5.889% | 5.889% | 5.889% | 0 | 0 | 0 | 0 | 0 | 0 | 0 | 0 | 0 | 0 | 0 | 0 | 0 | 0 | 0 | 0 | 0 | 5.889% | 10% | 0% | 0% | 0% | 0% | 0% | 0% | 0% | 0%
BASE | planned | 30 | 5.67% | 5.67% | 5.67% | 5.67% | 5.67% | 5.67% | 5.67% | 5.67% | 5.67% | 5.67% | 5.67% | 5.67% | 5.67% | 5.67% | 5.67% | 0 | 0 | 0 | 0 | 0 | 0 | 0 | 0 | 0 | 0 | 0 | 0 | 0 | 0 | 0 | 0 | 0 | 5.67% | 10% | 0% | 0% | 0% | 0% | 0% | 0% | 0% | 0%
BASE | planned | 31 | 5.662% | 5.662% | 5.662% | 5.662% | 5.662% | 5.662% | 5.662% | 5.662% | 5.662% | 5.662% | 5.662% | 5.662% | 5.662% | 5.662% | 5.662% | 0 | 0 | 0 | 0 | 0 | 0 | 0 | 0 | 0 | 0 | 0 | 0 | 0 | 0 | 0 | 0 | 0 | 5.662% | 10% | 0% | 0% | 0% | 0% | 0% | 0% | 0% | 0%
BASE | planned | 32 | 6.019% | 6.019% | 6.019% | 6.019% | 6.019% | 6.019% | 6.019% | 6.019% | 6.019% | 6.019% | 6.019% | 6.019% | 6.019% | 6.019% | 6.019% | 0 | 0 | 0 | 0 | 0 | 0 | 0 | 0 | 0 | 0 | 0 | 0 | 0 | 0 | 0 | 0 | 0 | 6.019% | 10% | 0% | 0% | 0% | 0% | 0% | 0% | 0% | 0%
BASE | planned | 33 | 9.045% | 9.045% | 9.045% | 9.045% | 9.045% | 9.045% | 9.045% | 9.045% | 9.045% | 9.045% | 9.045% | 9.045% | 9.045% | 9.045% | 9.045% | 0 | 0 | 0 | 0 | 0 | 0 | 0 | 0 | 0 | 0 | 0 | 0 | 0 | 0 | 0 | 0 | 0 | 9.045% | 10% | 0% | 0% | 0% | 0% | 0% | 0% | 0% | 0%
BASE | planned | 34 | 12.47% | 12.47% | 12.47% | 12.47% | 12.47% | 12.47% | 12.47% | 12.47% | 12.47% | 12.47% | 12.47% | 12.47% | 12.47% | 12.47% | 12.47% | 0 | 0 | 0 | 0 | 0 | 0 | 0 | 0 | 0 | 0 | 0 | 0 | 0 | 0 | 0 | 0 | 0 | 12.47% | 10% | 0% | 0% | 0% | 0% | 0% | 0% | 0% | 0%
BASE | planned | 35 | 14.37% | 14.37% | 14.37% | 14.37% | 14.37% | 14.37% | 14.37% | 14.37% | 14.37% | 14.37% | 14.37% | 14.37% | 14.37% | 14.37% | 14.37% | 0 | 0 | 0 | 0 | 0 | 0 | 0 | 0 | 0 | 0 | 0 | 0 | 0 | 0 | 0 | 0 | 0 | 14.37% | 10% | 0% | 0% | 0% | 0% | 0% | 0% | 0% | 0%
BASE | planned | 36 | 10.42% | 10.42% | 10.42% | 10.42% | 10.42% | 10.42% | 10.42% | 10.42% | 10.42% | 10.42% | 10.42% | 10.42% | 10.42% | 10.42% | 10.42% | 0 | 0 | 0 | 0 | 0 | 0 | 0 | 0 | 0 | 0 | 0 | 0 | 0 | 0 | 0 | 0 | 0 | 10.42% | 10% | 0% | 0% | 0% | 0% | 0% | 0% | 0% | 0%
BASE | planned | 37 | 10.32% | 10.32% | 10.32% | 10.32% | 10.32% | 10.32% | 10.32% | 10.32% | 10.32% | 10.32% | 10.32% | 10.32% | 10.32% | 10.32% | 10.32% | 0 | 0 | 0 | 0 | 0 | 0 | 0 | 0 | 0 | 0 | 0 | 0 | 0 | 0 | 0 | 0 | 0 | 10.32% | 10% | 0% | 0% | 0% | 0% | 0% | 0% | 0% | 0%
BASE | planned | 38 | 10.84% | 10.84% | 10.84% | 10.84% | 10.84% | 10.84% | 10.84% | 10.84% | 10.84% | 10.84% | 10.84% | 10.84% | 10.84% | 10.84% | 10.84% | 0 | 0 | 0 | 0 | 0 | 0 | 0 | 0 | 0 | 0 | 0 | 0 | 0 | 0 | 0 | 0 | 0 | 10.84% | 10% | 0% | 0% | 0% | 0% | 0% | 0% | 0% | 0%
BASE | planned | 39 | 12.51% | 12.51% | 12.51% | 12.51% | 12.51% | 12.51% | 12.51% | 12.51% | 12.51% | 12.51% | 12.51% | 12.51% | 12.51% | 12.51% | 12.51% | 0 | 0 | 0 | 0 | 0 | 0 | 0 | 0 | 0 | 0 | 0 | 0 | 0 | 0 | 0 | 0 | 0 | 12.51% | 10% | 0% | 0% | 0% | 0% | 0% | 0% | 0% | 0%
BASE | planned | 40 | 9.968% | 9.968% | 9.968% | 9.968% | 9.968% | 9.968% | 9.968% | 9.968% | 9.968% | 9.968% | 9.968% | 9.968% | 9.968% | 9.968% | 9.968% | 0 | 0 | 0 | 0 | 0 | 0 | 0 | 0 | 0 | 0 | 0 | 0 | 0 | 0 | 0 | 0 | 0 | 9.968% | 10% | 0% | 0% | 0% | 0% | 0% | 0% | 0% | 0%
BASE | planned | 41 | 9.264% | 9.264% | 9.264% | 9.264% | 9.264% | 9.264% | 9.264% | 9.264% | 9.264% | 9.264% | 9.264% | 9.264% | 9.264% | 9.264% | 9.264% | 0 | 0 | 0 | 0 | 0 | 0 | 0 | 0 | 0 | 0 | 0 | 0 | 0 | 0 | 0 | 0 | 0 | 9.264% | 10% | 0% | 0% | 0% | 0% | 0% | 0% | 0% | 0%
BASE | planned | 42 | 7.132% | 7.132% | 7.132% | 7.132% | 7.132% | 7.132% | 7.132% | 7.132% | 7.132% | 7.132% | 7.132% | 7.132% | 7.132% | 7.132% | 7.132% | 0 | 0 | 0 | 0 | 0 | 0 | 0 | 0 | 0 | 0 | 0 | 0 | 0 | 0 | 0 | 0 | 0 | 7.132% | 10% | 0% | 0% | 0% | 0% | 0% | 0% | 0% | 0%
BASE | planned | 43 | 8.385% | 8.385% | 8.385% | 8.385% | 8.385% | 8.385% | 8.385% | 8.385% | 8.385% | 8.385% | 8.385% | 8.385% | 8.385% | 8.385% | 8.385% | 0 | 0 | 0 | 0 | 0 | 0 | 0 | 0 | 0 | 0 | 0 | 0 | 0 | 0 | 0 | 0 | 0 | 8.385% | 10% | 0% | 0% | 0% | 0% | 0% | 0% | 0% | 0%
BASE | planned | 44 | 9.417% | 9.417% | 9.417% | 9.417% | 9.417% | 9.417% | 9.417% | 9.417% | 9.417% | 9.417% | 9.417% | 9.417% | 9.417% | 9.417% | 9.417% | 0 | 0 | 0 | 0 | 0 | 0 | 0 | 0 | 0 | 0 | 0 | 0 | 0 | 0 | 0 | 0 | 0 | 9.417% | 10% | 0% | 0% | 0% | 0% | 0% | 0% | 0% | 0%
BASE | planned | 45 | 8.057% | 8.057% | 8.057% | 8.057% | 8.057% | 8.057% | 8.057% | 8.057% | 8.057% | 8.057% | 8.057% | 8.057% | 8.057% | 8.057% | 8.057% | 0 | 0 | 0 | 0 | 0 | 0 | 0 | 0 | 0 | 0 | 0 | 0 | 0 | 0 | 0 | 0 | 0 | 8.057% | 10% | 0% | 0% | 0% | 0% | 0% | 0% | 0% | 0%
BASE | planned | 46 | 10.41% | 10.41% | 10.41% | 10.41% | 10.41% | 10.41% | 10.41% | 10.41% | 10.41% | 10.41% | 10.41% | 10.41% | 10.41% | 10.41% | 10.41% | 0 | 0 | 0 | 0 | 0 | 0 | 0 | 0 | 0 | 0 | 0 | 0 | 0 | 0 | 0 | 0 | 0 | 10.41% | 10% | 0% | 0% | 0% | 0% | 0% | 0% | 0% | 0%
BASE | planned | 47 | 12.23% | 12.23% | 12.23% | 12.23% | 12.23% | 12.23% | 12.23% | 12.23% | 12.23% | 12.23% | 12.23% | 12.23% | 12.23% | 12.23% | 12.23% | 0 | 0 | 0 | 0 | 0 | 0 | 0 | 0 | 0 | 0 | 0 | 0 | 0 | 0 | 0 | 0 | 0 | 12.23% | 10% | 0% | 0% | 0% | 0% | 0% | 0% | 0% | 0%
BASE | planned | 48 | 11.29% | 11.29% | 11.29% | 11.29% | 11.29% | 11.29% | 11.29% | 11.29% | 11.29% | 11.29% | 11.29% | 11.29% | 11.29% | 11.29% | 11.29% | 0 | 0 | 0 | 0 | 0 | 0 | 0 | 0 | 0 | 0 | 0 | 0 | 0 | 0 | 0 | 0 | 0 | 11.29% | 10% | 0% | 0% | 0% | 0% | 0% | 0% | 0% | 0%
BASE | planned | 49 | 10.11% | 10.11% | 10.11% | 10.11% | 10.11% | 10.11% | 10.11% | 10.11% | 10.11% | 10.11% | 10.11% | 10.11% | 10.11% | 10.11% | 10.11% | 0 | 0 | 0 | 0 | 0 | 0 | 0 | 0 | 0 | 0 | 0 | 0 | 0 | 0 | 0 | 0 | 0 | 10.11% | 10% | 0% | 0% | 0% | 0% | 0% | 0% | 0% | 0%
BASE | planned | 50 | 9.167% | 9.167% | 9.167% | 9.167% | 9.167% | 9.167% | 9.167% | 9.167% | 9.167% | 9.167% | 9.167% | 9.167% | 9.167% | 9.167% | 9.167% | 0 | 0 | 0 | 0 | 0 | 0 | 0 | 0 | 0 | 0 | 0 | 0 | 0 | 0 | 0 | 0 | 0 | 9.167% | 10% | 0% | 0% | 0% | 0% | 0% | 0% | 0% | 0%
BASE | planned | 51 | 8.347% | 8.347% | 8.347% | 8.347% | 8.347% | 8.347% | 8.347% | 8.347% | 8.347% | 8.347% | 8.347% | 8.347% | 8.347% | 8.347% | 8.347% | 0 | 0 | 0 | 0 | 0 | 0 | 0 | 0 | 0 | 0 | 0 | 0 | 0 | 0 | 0 | 0 | 0 | 8.347% | 10% | 0% | 0% | 0% | 0% | 0% | 0% | 0% | 0%
BASE | planned | 52 | 11.32% | 11.32% | 11.32% | 11.32% | 11.32% | 11.32% | 11.32% | 11.32% | 11.32% | 11.32% | 11.32% | 11.32% | 11.32% | 11.32% | 11.32% | 0 | 0 | 0 | 0 | 0 | 0 | 0 | 0 | 0 | 0 | 0 | 0 | 0 | 0 | 0 | 0 | 0 | 11.32% | 10% | 0% | 0% | 0% | 0% | 0% | 0% | 0% | 0%
BASE | planned | 53 | 11.32% | 11.32% | 11.32% | 11.32% | 11.32% | 11.32% | 11.32% | 11.32% | 11.32% | 11.32% | 11.32% | 11.32% | 11.32% | 11.32% | 11.32% | 0 | 0 | 0 | 0 | 0 | 0 | 0 | 0 | 0 | 0 | 0 | 0 | 0 | 0 | 0 | 0 | 0 | 11.32% | 10% | 0% | 0% | 0% | 0% | 0% | 0% | 0% | 0%
BASE | planned | average | 10.02% | 10.02% | 10.02% | 10.02% | 10.02% | 10.02% | 10.02% | 10.02% | 10.02% | 10.02% | 10.02% | 10.02% | 10.02% | 10.02% | 10.02% | 0% | 0% | 0% | 0% | 0% | 0% | 0% | 0% | 0% | 0% | 0% | 0% | 0% | 0% | 0% | 0% | 0% | 10.02% | 10% | 0% | 0% | 0% | 0% | 0% | 0% | 0% | 0%
BASE | planned | std_dev_noise | 2% | 2% | 2% | 2% | 2% | 2% | 2% | 2% | 2% | 2% | 2% | 2% | 2% | 2% | 2% | 0% | 0% | 0% | 0% | 0% | 0% | 0% | 0% | 0% | 0% | 0% | 0% | 0% | 0% | 0% | 0% | 0% | 2% | 0% | 0% | 0% | 0% | 0% | 0% | 0% | 0% | 0%
BASE | unplanned | 1 | 31.03% | 30% | 40.64% | 0.85% | 34.79% | 27.39% | 2.61% | 40.98% | 18% | 24.76% | 23.81% | 15.02% | 29.02% | 13.4% | 39.2% | 0% | 0% | 0% | 0% | 0% | 0% | 0% | 0% | 0% | 0% | 0% | 0% | 0% | 0% | 0% | 0% | 0% | 24.76% | 0% | 0% | 0% | 0% | 0% | 0% | 0% | 0% | 0%
BASE | unplanned | 2 | 31.03% | 30% | 40.64% | 0.85% | 34.79% | 27.39% | 2.61% | 40.98% | 18% | 24.76% | 23.81% | 15.02% | 29.02% | 13.4% | 39.2% | 0% | 0% | 0% | 0% | 0% | 0% | 0% | 0% | 0% | 0% | 0% | 0% | 0% | 0% | 0% | 0% | 0% | 24.76% | 0% | 0% | 0% | 0% | 0% | 0% | 0% | 0% | 0%
BASE | unplanned | 3 | 31.03% | 30% | 40.64% | 0.85% | 34.79% | 27.39% | 2.61% | 40.98% | 18% | 24.76% | 23.81% | 15.02% | 29.02% | 13.4% | 39.2% | 0% | 0% | 0% | 0% | 0% | 0% | 0% | 0% | 0% | 0% | 0% | 0% | 0% | 0% | 0% | 0% | 0% | 24.76% | 0% | 0% | 0% | 0% | 0% | 0% | 0% | 0% | 0%
BASE | unplanned | 4 | 31.03% | 30% | 40.64% | 0.85% | 34.79% | 27.39% | 2.61% | 40.98% | 18% | 24.76% | 23.81% | 15.02% | 29.02% | 13.4% | 39.2% | 0% | 0% | 0% | 0% | 0% | 0% | 0% | 0% | 0% | 0% | 0% | 0% | 0% | 0% | 0% | 0% | 0% | 24.76% | 0% | 0% | 0% | 0% | 0% | 0% | 0% | 0% | 0%
BASE | unplanned | 5 | 31.03% | 30% | 40.64% | 0.85% | 34.79% | 27.39% | 2.61% | 40.98% | 18% | 24.76% | 23.81% | 15.02% | 29.02% | 13.4% | 39.2% | 0% | 0% | 0% | 0% | 0% | 0% | 0% | 0% | 0% | 0% | 0% | 0% | 0% | 0% | 0% | 0% | 0% | 24.76% | 0% | 0% | 0% | 0% | 0% | 0% | 0% | 0% | 0%
BASE | unplanned | 6 | 31.03% | 30% | 40.64% | 0.85% | 34.79% | 27.39% | 2.61% | 40.98% | 18% | 24.76% | 23.81% | 15.02% | 29.02% | 13.4% | 39.2% | 0% | 0% | 0% | 0% | 0% | 0% | 0% | 0% | 0% | 0% | 0% | 0% | 0% | 0% | 0% | 0% | 0% | 24.76% | 0% | 0% | 0% | 0% | 0% | 0% | 0% | 0% | 0%
BASE | unplanned | 7 | 31.03% | 30% | 40.64% | 0.85% | 34.79% | 27.39% | 2.61% | 40.98% | 18% | 24.76% | 23.81% | 15.02% | 29.02% | 13.4% | 39.2% | 0% | 0% | 0% | 0% | 0% | 0% | 0% | 0% | 0% | 0% | 0% | 0% | 0% | 0% | 0% | 0% | 0% | 24.76% | 0% | 0% | 0% | 0% | 0% | 0% | 0% | 0% | 0%
BASE | unplanned | 8 | 31.03% | 30% | 40.64% | 0.85% | 34.79% | 27.39% | 2.61% | 40.98% | 18% | 24.76% | 23.81% | 15.02% | 29.02% | 13.4% | 39.2% | 0% | 0% | 0% | 0% | 0% | 0% | 0% | 0% | 0% | 0% | 0% | 0% | 0% | 0% | 0% | 0% | 0% | 24.76% | 0% | 0% | 0% | 0% | 0% | 0% | 0% | 0% | 0%
BASE | unplanned | 9 | 31.03% | 30% | 40.64% | 0.85% | 34.79% | 27.39% | 2.61% | 40.98% | 18% | 24.76% | 23.81% | 15.02% | 29.02% | 13.4% | 39.2% | 0% | 0% | 0% | 0% | 0% | 0% | 0% | 0% | 0% | 0% | 0% | 0% | 0% | 0% | 0% | 0% | 0% | 24.76% | 0% | 0% | 0% | 0% | 0% | 0% | 0% | 0% | 0%
BASE | unplanned | 10 | 31.03% | 30% | 40.64% | 0.85% | 34.79% | 27.39% | 2.61% | 40.98% | 18% | 24.76% | 23.81% | 15.02% | 29.02% | 13.4% | 39.2% | 0% | 0% | 0% | 0% | 0% | 0% | 0% | 0% | 0% | 0% | 0% | 0% | 0% | 0% | 0% | 0% | 0% | 24.76% | 0% | 0% | 0% | 0% | 0% | 0% | 0% | 0% | 0%
BASE | unplanned | 11 | 31.03% | 30% | 40.64% | 0.85% | 34.79% | 27.39% | 2.61% | 40.98% | 18% | 24.76% | 23.81% | 15.02% | 29.02% | 13.4% | 39.2% | 0% | 0% | 0% | 0% | 0% | 0% | 0% | 0% | 0% | 0% | 0% | 0% | 0% | 0% | 0% | 0% | 0% | 24.76% | 0% | 0% | 0% | 0% | 0% | 0% | 0% | 0% | 0%
BASE | unplanned | 12 | 31.03% | 30% | 40.64% | 0.85% | 34.79% | 27.39% | 2.61% | 40.98% | 18% | 24.76% | 23.81% | 15.02% | 29.02% | 13.4% | 39.2% | 0% | 0% | 0% | 0% | 0% | 0% | 0% | 0% | 0% | 0% | 0% | 0% | 0% | 0% | 0% | 0% | 0% | 24.76% | 0% | 0% | 0% | 0% | 0% | 0% | 0% | 0% | 0%
BASE | unplanned | 13 | 31.03% | 30% | 40.64% | 0.85% | 34.79% | 27.39% | 2.61% | 40.98% | 18% | 24.76% | 23.81% | 15.02% | 29.02% | 13.4% | 39.2% | 0% | 0% | 0% | 0% | 0% | 0% | 0% | 0% | 0% | 0% | 0% | 0% | 0% | 0% | 0% | 0% | 0% | 24.76% | 0% | 0% | 0% | 0% | 0% | 0% | 0% | 0% | 0%
BASE | unplanned | 14 | 31.03% | 30% | 40.64% | 0.85% | 34.79% | 27.39% | 2.61% | 40.98% | 18% | 24.76% | 23.81% | 15.02% | 29.02% | 13.4% | 39.2% | 0% | 0% | 0% | 0% | 0% | 0% | 0% | 0% | 0% | 0% | 0% | 0% | 0% | 0% | 0% | 0% | 0% | 24.76% | 0% | 0% | 0% | 0% | 0% | 0% | 0% | 0% | 0%
BASE | unplanned | 15 | 31.03% | 30% | 40.64% | 0.85% | 34.79% | 27.39% | 2.61% | 40.98% | 18% | 24.76% | 23.81% | 15.02% | 29.02% | 13.4% | 39.2% | 0% | 0% | 0% | 0% | 0% | 0% | 0% | 0% | 0% | 0% | 0% | 0% | 0% | 0% | 0% | 0% | 0% | 24.76% | 0% | 0% | 0% | 0% | 0% | 0% | 0% | 0% | 0%
BASE | unplanned | 16 | 31.03% | 30% | 40.64% | 0.85% | 34.79% | 27.39% | 2.61% | 40.98% | 18% | 24.76% | 23.81% | 15.02% | 29.02% | 13.4% | 39.2% | 0% | 0% | 0% | 0% | 0% | 0% | 0% | 0% | 0% | 0% | 0% | 0% | 0% | 0% | 0% | 0% | 0% | 24.76% | 0% | 0% | 0% | 0% | 0% | 0% | 0% | 0% | 0%
BASE | unplanned | 17 | 31.03% | 30% | 40.64% | 0.85% | 34.79% | 27.39% | 2.61% | 40.98% | 18% | 24.76% | 23.81% | 15.02% | 29.02% | 13.4% | 39.2% | 0% | 0% | 0% | 0% | 0% | 0% | 0% | 0% | 0% | 0% | 0% | 0% | 0% | 0% | 0% | 0% | 0% | 24.76% | 0% | 0% | 0% | 0% | 0% | 0% | 0% | 0% | 0%
BASE | unplanned | 18 | 31.03% | 30% | 40.64% | 0.85% | 34.79% | 27.39% | 2.61% | 40.98% | 18% | 24.76% | 23.81% | 15.02% | 29.02% | 13.4% | 39.2% | 0% | 0% | 0% | 0% | 0% | 0% | 0% | 0% | 0% | 0% | 0% | 0% | 0% | 0% | 0% | 0% | 0% | 24.76% | 0% | 0% | 0% | 0% | 0% | 0% | 0% | 0% | 0%
BASE | unplanned | 19 | 31.03% | 30% | 40.64% | 0.85% | 34.79% | 27.39% | 2.61% | 40.98% | 18% | 24.76% | 23.81% | 15.02% | 29.02% | 13.4% | 39.2% | 0% | 0% | 0% | 0% | 0% | 0% | 0% | 0% | 0% | 0% | 0% | 0% | 0% | 0% | 0% | 0% | 0% | 24.76% | 0% | 0% | 0% | 0% | 0% | 0% | 0% | 0% | 0%
BASE | unplanned | 20 | 31.03% | 30% | 40.64% | 0.85% | 34.79% | 27.39% | 2.61% | 40.98% | 18% | 24.76% | 23.81% | 15.02% | 29.02% | 13.4% | 39.2% | 0% | 0% | 0% | 0% | 0% | 0% | 0% | 0% | 0% | 0% | 0% | 0% | 0% | 0% | 0% | 0% | 0% | 24.76% | 0% | 0% | 0% | 0% | 0% | 0% | 0% | 0% | 0%
BASE | unplanned | 21 | 31.03% | 30% | 40.64% | 0.85% | 34.79% | 27.39% | 2.61% | 40.98% | 18% | 24.76% | 23.81% | 15.02% | 29.02% | 13.4% | 39.2% | 0% | 0% | 0% | 0% | 0% | 0% | 0% | 0% | 0% | 0% | 0% | 0% | 0% | 0% | 0% | 0% | 0% | 24.76% | 0% | 0% | 0% | 0% | 0% | 0% | 0% | 0% | 0%
BASE | unplanned | 22 | 31.03% | 30% | 40.64% | 0.85% | 34.79% | 27.39% | 2.61% | 40.98% | 18% | 24.76% | 23.81% | 15.02% | 29.02% | 13.4% | 39.2% | 0% | 0% | 0% | 0% | 0% | 0% | 0% | 0% | 0% | 0% | 0% | 0% | 0% | 0% | 0% | 0% | 0% | 24.76% | 0% | 0% | 0% | 0% | 0% | 0% | 0% | 0% | 0%
BASE | unplanned | 23 | 31.03% | 30% | 40.64% | 0.85% | 34.79% | 27.39% | 2.61% | 40.98% | 18% | 24.76% | 23.81% | 15.02% | 29.02% | 13.4% | 39.2% | 0% | 0% | 0% | 0% | 0% | 0% | 0% | 0% | 0% | 0% | 0% | 0% | 0% | 0% | 0% | 0% | 0% | 24.76% | 0% | 0% | 0% | 0% | 0% | 0% | 0% | 0% | 0%
BASE | unplanned | 24 | 31.03% | 30% | 40.64% | 0.85% | 34.79% | 27.39% | 2.61% | 40.98% | 18% | 24.76% | 23.81% | 15.02% | 29.02% | 13.4% | 39.2% | 0% | 0% | 0% | 0% | 0% | 0% | 0% | 0% | 0% | 0% | 0% | 0% | 0% | 0% | 0% | 0% | 0% | 24.76% | 0% | 0% | 0% | 0% | 0% | 0% | 0% | 0% | 0%
BASE | unplanned | 25 | 31.03% | 30% | 40.64% | 0.85% | 34.79% | 27.39% | 2.61% | 40.98% | 18% | 24.76% | 23.81% | 15.02% | 29.02% | 13.4% | 39.2% | 0% | 0% | 0% | 0% | 0% | 0% | 0% | 0% | 0% | 0% | 0% | 0% | 0% | 0% | 0% | 0% | 0% | 24.76% | 0% | 0% | 0% | 0% | 0% | 0% | 0% | 0% | 0%
BASE | unplanned | 26 | 31.03% | 30% | 40.64% | 0.85% | 34.79% | 27.39% | 2.61% | 40.98% | 18% | 24.76% | 23.81% | 15.02% | 29.02% | 13.4% | 39.2% | 0% | 0% | 0% | 0% | 0% | 0% | 0% | 0% | 0% | 0% | 0% | 0% | 0% | 0% | 0% | 0% | 0% | 24.76% | 0% | 0% | 0% | 0% | 0% | 0% | 0% | 0% | 0%
BASE | unplanned | 27 | 31.03% | 30% | 40.64% | 0.85% | 34.79% | 27.39% | 2.61% | 40.98% | 18% | 24.76% | 23.81% | 15.02% | 29.02% | 13.4% | 39.2% | 0% | 0% | 0% | 0% | 0% | 0% | 0% | 0% | 0% | 0% | 0% | 0% | 0% | 0% | 0% | 0% | 0% | 24.76% | 0% | 0% | 0% | 0% | 0% | 0% | 0% | 0% | 0%
BASE | unplanned | 28 | 31.03% | 30% | 40.64% | 0.85% | 34.79% | 27.39% | 2.61% | 40.98% | 18% | 24.76% | 23.81% | 15.02% | 29.02% | 13.4% | 39.2% | 0% | 0% | 0% | 0% | 0% | 0% | 0% | 0% | 0% | 0% | 0% | 0% | 0% | 0% | 0% | 0% | 0% | 24.76% | 0% | 0% | 0% | 0% | 0% | 0% | 0% | 0% | 0%
BASE | unplanned | 29 | 31.03% | 30% | 40.64% | 0.85% | 34.79% | 27.39% | 2.61% | 40.98% | 18% | 24.76% | 23.81% | 15.02% | 29.02% | 13.4% | 39.2% | 0% | 0% | 0% | 0% | 0% | 0% | 0% | 0% | 0% | 0% | 0% | 0% | 0% | 0% | 0% | 0% | 0% | 24.76% | 0% | 0% | 0% | 0% | 0% | 0% | 0% | 0% | 0%
BASE | unplanned | 30 | 31.03% | 30% | 40.64% | 0.85% | 34.79% | 27.39% | 2.61% | 40.98% | 18% | 24.76% | 23.81% | 15.02% | 29.02% | 13.4% | 39.2% | 0% | 0% | 0% | 0% | 0% | 0% | 0% | 0% | 0% | 0% | 0% | 0% | 0% | 0% | 0% | 0% | 0% | 24.76% | 0% | 0% | 0% | 0% | 0% | 0% | 0% | 0% | 0%
BASE | unplanned | 31 | 31.03% | 30% | 40.64% | 0.85% | 34.79% | 27.39% | 2.61% | 40.98% | 18% | 24.76% | 23.81% | 15.02% | 29.02% | 13.4% | 39.2% | 0% | 0% | 0% | 0% | 0% | 0% | 0% | 0% | 0% | 0% | 0% | 0% | 0% | 0% | 0% | 0% | 0% | 24.76% | 0% | 0% | 0% | 0% | 0% | 0% | 0% | 0% | 0%
BASE | unplanned | 32 | 31.03% | 30% | 40.64% | 0.85% | 34.79% | 27.39% | 2.61% | 40.98% | 18% | 24.76% | 23.81% | 15.02% | 29.02% | 13.4% | 39.2% | 0% | 0% | 0% | 0% | 0% | 0% | 0% | 0% | 0% | 0% | 0% | 0% | 0% | 0% | 0% | 0% | 0% | 24.76% | 0% | 0% | 0% | 0% | 0% | 0% | 0% | 0% | 0%
BASE | unplanned | 33 | 31.03% | 30% | 40.64% | 0.85% | 34.79% | 27.39% | 2.61% | 40.98% | 18% | 24.76% | 23.81% | 15.02% | 29.02% | 13.4% | 39.2% | 0% | 0% | 0% | 0% | 0% | 0% | 0% | 0% | 0% | 0% | 0% | 0% | 0% | 0% | 0% | 0% | 0% | 24.76% | 0% | 0% | 0% | 0% | 0% | 0% | 0% | 0% | 0%
BASE | unplanned | 34 | 31.03% | 30% | 40.64% | 0.85% | 34.79% | 27.39% | 2.61% | 40.98% | 18% | 24.76% | 23.81% | 15.02% | 29.02% | 13.4% | 39.2% | 0% | 0% | 0% | 0% | 0% | 0% | 0% | 0% | 0% | 0% | 0% | 0% | 0% | 0% | 0% | 0% | 0% | 24.76% | 0% | 0% | 0% | 0% | 0% | 0% | 0% | 0% | 0%
BASE | unplanned | 35 | 31.03% | 30% | 40.64% | 0.85% | 34.79% | 27.39% | 2.61% | 40.98% | 18% | 24.76% | 23.81% | 15.02% | 29.02% | 13.4% | 39.2% | 0% | 0% | 0% | 0% | 0% | 0% | 0% | 0% | 0% | 0% | 0% | 0% | 0% | 0% | 0% | 0% | 0% | 24.76% | 0% | 0% | 0% | 0% | 0% | 0% | 0% | 0% | 0%
BASE | unplanned | 36 | 31.03% | 30% | 40.64% | 0.85% | 34.79% | 27.39% | 2.61% | 40.98% | 18% | 24.76% | 23.81% | 15.02% | 29.02% | 13.4% | 39.2% | 0% | 0% | 0% | 0% | 0% | 0% | 0% | 0% | 0% | 0% | 0% | 0% | 0% | 0% | 0% | 0% | 0% | 24.76% | 0% | 0% | 0% | 0% | 0% | 0% | 0% | 0% | 0%
BASE | unplanned | 37 | 31.03% | 30% | 40.64% | 0.85% | 34.79% | 27.39% | 2.61% | 40.98% | 18% | 24.76% | 23.81% | 15.02% | 29.02% | 13.4% | 39.2% | 0% | 0% | 0% | 0% | 0% | 0% | 0% | 0% | 0% | 0% | 0% | 0% | 0% | 0% | 0% | 0% | 0% | 24.76% | 0% | 0% | 0% | 0% | 0% | 0% | 0% | 0% | 0%
BASE | unplanned | 38 | 31.03% | 30% | 40.64% | 0.85% | 34.79% | 27.39% | 2.61% | 40.98% | 18% | 24.76% | 23.81% | 15.02% | 29.02% | 13.4% | 39.2% | 0% | 0% | 0% | 0% | 0% | 0% | 0% | 0% | 0% | 0% | 0% | 0% | 0% | 0% | 0% | 0% | 0% | 24.76% | 0% | 0% | 0% | 0% | 0% | 0% | 0% | 0% | 0%
BASE | unplanned | 39 | 31.03% | 30% | 40.64% | 0.85% | 34.79% | 27.39% | 2.61% | 40.98% | 18% | 24.76% | 23.81% | 15.02% | 29.02% | 13.4% | 39.2% | 0% | 0% | 0% | 0% | 0% | 0% | 0% | 0% | 0% | 0% | 0% | 0% | 0% | 0% | 0% | 0% | 0% | 24.76% | 0% | 0% | 0% | 0% | 0% | 0% | 0% | 0% | 0%
BASE | unplanned | 40 | 31.03% | 30% | 40.64% | 0.85% | 34.79% | 27.39% | 2.61% | 40.98% | 18% | 24.76% | 23.81% | 15.02% | 29.02% | 13.4% | 39.2% | 0% | 0% | 0% | 0% | 0% | 0% | 0% | 0% | 0% | 0% | 0% | 0% | 0% | 0% | 0% | 0% | 0% | 24.76% | 0% | 0% | 0% | 0% | 0% | 0% | 0% | 0% | 0%
BASE | unplanned | 41 | 31.03% | 30% | 40.64% | 0.85% | 34.79% | 27.39% | 2.61% | 40.98% | 18% | 24.76% | 23.81% | 15.02% | 29.02% | 13.4% | 39.2% | 0% | 0% | 0% | 0% | 0% | 0% | 0% | 0% | 0% | 0% | 0% | 0% | 0% | 0% | 0% | 0% | 0% | 24.76% | 0% | 0% | 0% | 0% | 0% | 0% | 0% | 0% | 0%
BASE | unplanned | 42 | 31.03% | 30% | 40.64% | 0.85% | 34.79% | 27.39% | 2.61% | 40.98% | 18% | 24.76% | 23.81% | 15.02% | 29.02% | 13.4% | 39.2% | 0% | 0% | 0% | 0% | 0% | 0% | 0% | 0% | 0% | 0% | 0% | 0% | 0% | 0% | 0% | 0% | 0% | 24.76% | 0% | 0% | 0% | 0% | 0% | 0% | 0% | 0% | 0%
BASE | unplanned | 43 | 31.03% | 30% | 40.64% | 0.85% | 34.79% | 27.39% | 2.61% | 40.98% | 18% | 24.76% | 23.81% | 15.02% | 29.02% | 13.4% | 39.2% | 0% | 0% | 0% | 0% | 0% | 0% | 0% | 0% | 0% | 0% | 0% | 0% | 0% | 0% | 0% | 0% | 0% | 24.76% | 0% | 0% | 0% | 0% | 0% | 0% | 0% | 0% | 0%
BASE | unplanned | 44 | 31.03% | 30% | 40.64% | 0.85% | 34.79% | 27.39% | 2.61% | 40.98% | 18% | 24.76% | 23.81% | 15.02% | 29.02% | 13.4% | 39.2% | 0% | 0% | 0% | 0% | 0% | 0% | 0% | 0% | 0% | 0% | 0% | 0% | 0% | 0% | 0% | 0% | 0% | 24.76% | 0% | 0% | 0% | 0% | 0% | 0% | 0% | 0% | 0%
BASE | unplanned | 45 | 31.03% | 30% | 40.64% | 0.85% | 34.79% | 27.39% | 2.61% | 40.98% | 18% | 24.76% | 23.81% | 15.02% | 29.02% | 13.4% | 39.2% | 0% | 0% | 0% | 0% | 0% | 0% | 0% | 0% | 0% | 0% | 0% | 0% | 0% | 0% | 0% | 0% | 0% | 24.76% | 0% | 0% | 0% | 0% | 0% | 0% | 0% | 0% | 0%
BASE | unplanned | 46 | 31.03% | 30% | 40.64% | 0.85% | 34.79% | 27.39% | 2.61% | 40.98% | 18% | 24.76% | 23.81% | 15.02% | 29.02% | 13.4% | 39.2% | 0% | 0% | 0% | 0% | 0% | 0% | 0% | 0% | 0% | 0% | 0% | 0% | 0% | 0% | 0% | 0% | 0% | 24.76% | 0% | 0% | 0% | 0% | 0% | 0% | 0% | 0% | 0%
BASE | unplanned | 47 | 31.03% | 30% | 40.64% | 0.85% | 34.79% | 27.39% | 2.61% | 40.98% | 18% | 24.76% | 23.81% | 15.02% | 29.02% | 13.4% | 39.2% | 0% | 0% | 0% | 0% | 0% | 0% | 0% | 0% | 0% | 0% | 0% | 0% | 0% | 0% | 0% | 0% | 0% | 24.76% | 0% | 0% | 0% | 0% | 0% | 0% | 0% | 0% | 0%
BASE | unplanned | 48 | 31.03% | 30% | 40.64% | 0.85% | 34.79% | 27.39% | 2.61% | 40.98% | 18% | 24.76% | 23.81% | 15.02% | 29.02% | 13.4% | 39.2% | 0% | 0% | 0% | 0% | 0% | 0% | 0% | 0% | 0% | 0% | 0% | 0% | 0% | 0% | 0% | 0% | 0% | 24.76% | 0% | 0% | 0% | 0% | 0% | 0% | 0% | 0% | 0%
BASE | unplanned | 49 | 31.03% | 30% | 40.64% | 0.85% | 34.79% | 27.39% | 2.61% | 40.98% | 18% | 24.76% | 23.81% | 15.02% | 29.02% | 13.4% | 39.2% | 0% | 0% | 0% | 0% | 0% | 0% | 0% | 0% | 0% | 0% | 0% | 0% | 0% | 0% | 0% | 0% | 0% | 24.76% | 0% | 0% | 0% | 0% | 0% | 0% | 0% | 0% | 0%
BASE | unplanned | 50 | 31.03% | 30% | 40.64% | 0.85% | 34.79% | 27.39% | 2.61% | 40.98% | 18% | 24.76% | 23.81% | 15.02% | 29.02% | 13.4% | 39.2% | 0% | 0% | 0% | 0% | 0% | 0% | 0% | 0% | 0% | 0% | 0% | 0% | 0% | 0% | 0% | 0% | 0% | 24.76% | 0% | 0% | 0% | 0% | 0% | 0% | 0% | 0% | 0%
BASE | unplanned | 51 | 31.03% | 30% | 40.64% | 0.85% | 34.79% | 27.39% | 2.61% | 40.98% | 18% | 24.76% | 23.81% | 15.02% | 29.02% | 13.4% | 39.2% | 0% | 0% | 0% | 0% | 0% | 0% | 0% | 0% | 0% | 0% | 0% | 0% | 0% | 0% | 0% | 0% | 0% | 24.76% | 0% | 0% | 0% | 0% | 0% | 0% | 0% | 0% | 0%
BASE | unplanned | 52 | 31.03% | 30% | 40.64% | 0.85% | 34.79% | 27.39% | 2.61% | 40.98% | 18% | 24.76% | 23.81% | 15.02% | 29.02% | 13.4% | 39.2% | 0% | 0% | 0% | 0% | 0% | 0% | 0% | 0% | 0% | 0% | 0% | 0% | 0% | 0% | 0% | 0% | 0% | 24.76% | 0% | 0% | 0% | 0% | 0% | 0% | 0% | 0% | 0%
BASE | unplanned | 53 | 31.03% | 30% | 40.64% | 0.85% | 34.79% | 27.39% | 2.61% | 40.98% | 18% | 24.76% | 23.81% | 15.02% | 29.02% | 13.4% | 39.2% | 0% | 0% | 0% | 0% | 0% | 0% | 0% | 0% | 0% | 0% | 0% | 0% | 0% | 0% | 0% | 0% | 0% | 24.76% | 0% | 0% | 0% | 0% | 0% | 0% | 0% | 0% | 0%
BASE | unplanned | average | 31.03% | 30% | 40.64% | 0.85% | 34.79% | 27.39% | 2.61% | 40.98% | 18% | 24.76% | 23.81% | 15.02% | 29.02% | 13.4% | 39.2% | 0% | 0% | 0% | 0% | 0% | 0% | 0% | 0% | 0% | 0% | 0% | 0% | 0% | 0% | 0% | 0% | 0% | 24.76% | 0% | 0% | 0% | 0% | 0% | 0% | 0% | 0% | 0%
BASE | unplanned | std_dev_noise | 4% | 4% | 4% | 4% | 4% | 4% | 4% | 4% | 4% | 4% | 4% | 4% | 4% | 4% | 4% | 0% | 0% | 0% | 0% | 0% | 0% | 0% | 0% | 0% | 0% | 0% | 0% | 0% | 0% | 0% | 0% | 0% | 4% | 0% | 0% | 0% | 0% | 0% | 0% | 0% | 0% | 0%

## min_station_hrly_cap_fact
scenario | Carrier | unit | 2020 | 2021 | 2022 | 2023 | 2024 | 2025 | 2026 | 2027 | 2028 | 2029 | 2030 | 2031 | 2032 | 2033 | 2034 | 2035 | 2036 | 2037 | 2038 | 2039 | 2040 | 2041 | 2042 | 2043 | 2044 | 2045 | 2046 | 2047 | 2048 | 2049 | 2050
BASE | coal | % | 30% | 30% | 30% | 30% | 30% | 30% | 30% | 30% | 30% | 30% | 30% | 30% | 30% | 30% | 30% | 30% | 30% | 30% | 30% | 30% | 30% | 30% | 30% | 30% | 30% | 30% | 30% | 30% | 30% | 30% | 30%
2040_0 | coal | % | 30% | 30% | 30% | 30% | 30% | 30% | 30% | 30% | 30% | 30% | 30% | 30% | 30% | 30% | 30% | 30% | 30% | 30% | 30% | 30% | 0% | 0% | 0% | 0% | 0% | 0% | 0% | 0% | 0% | 0% | 0%